## Overview
Company and Licence name, charging year, effective from, status
| Company and Licence name | Year | Effective From | Status
Company and Licence name, charging year, effective from, status | SP Distribution | 2022/23 | 1 April 2022 | Final
List of data tables in this workbook
Worksheet | Information
Annex 1 LV, HV and Unmetered Supplies charges | Annex 1 contains the charges to LV and HV Designated Properties and Unmetered Supplies.
Annex 2 EHV charges | Annex 2 contains the charges to Designated EHV Properties and charges applied to LDNOs with Designated EHV Properties/end-users embedded in networks within the SP Distribution Licence area.
Annex 3 Preserved charges | Annex 3 contains details of any preserved and additional charges that are valid at this time.
Annex 4 LDNO charges | Annex 4 contains charges that are levied on the owner of an embedded network within the SP Distribution Licence area. Electricity suppliers and consumers who have properties connected to an embedded network should contact the embedded network owner to determine their distribution charges. The charges listed in this table are not payable by domestic consumers, business consumers or electricity suppliers.
Annex 5 LLFs | Annex 5 has been intentionally left blank as this charging statement is published a complete year before the LLFs have been audited. The line loss factors that are approved by the BSC Panel for the applicable year and consequently published on the Elexon website will take precedence and be used in Settlement. This annex will be re-published with these values once they are available.
Annex 6 Charges for New or Amended Designated EHV Properties | Annex 6 contains the charges for new or amended Designated EHV Properties and charges applied to LDNOs with new or amended Designated EHV Properties/end-users embedded in networks within the SP Distribution Licence area.
Annex 7 Fixed adders for Supplier of Last Resort and Eligible Bad Debt pass-through costs | Annex 7 contains the fixed adders to recover Supplier of Last Resort and Eligible Bad Debt pass-through costs. The Excess Supplier of Last Resort fixed adder relates to an increase to previously published charges only.
Nodal prices | Contains the underlying [nodal/network group] costs used to calculate the current EDCM charges.
Residual Charging Bandings | Contains the four Residual charging band allocation for Customers
Charge calculator | Charge calculator is a tool to help you estimate your distribution charges using current consumption data and forecast consumption data.
Notes to users of this spreadsheet
Please use this spreadsheet with reference to the LC14 use of system charging statement.
Notes to DNOs populating this spreadsheet
DNOs must endeavour to maintain consistency in the structure of this spreadsheet. Any changes to the structure must be noted in the 'Notes to users of this spreadsheet'
The drop down list on the charge calculator can be expanded by unprotecting the charge calculator sheet and selecting 'data', 'data validation...' and then expanding the 'source' data range. The sheet can then be protected.

## Annex 1 LV, HV and UMS charges
Back to Overview | 'DNOs paste value cells A15:J47 from CDCM 3701 into cells A14:J46
SP Distribution - Effective from 1 April 2022 - Final LV and HV charges
Time Bands for LV and HV Designated Properties | [5 empty] | Time Bands for Unmetered Properties
Time periods | Red Time Band | Amber Time Band |  | Green Time Band |  |  |  | Black Time Band | Yellow Time Band | Green Time Band
Monday to Friday (Including Bank Holidays) All Year | 16.30 - 19.30 | 08.00 - 16.30 19.30 - 22.30 |  | 00.00 - 08.00 22.30 - 00.00 |  | Monday to Friday (Including Bank Holidays) June to August Inclusive |  |  | 08.00 - 22.30 | 00.00 - 08.00 22.30 - 00.00
Saturday and Sunday All Year |  | 16.00 - 20.00 |  | 00.00 - 16.00 20.00 - 00.00 |  | Monday to Friday (Including Bank Holidays) November to February Inclusive |  | 16.30 - 19.30 | 08.00 - 16.30 19.30 - 22.30 | 00.00 - 08.00 22.30 - 00.00
Notes | All the above times are in UK Clock time |  |  |  |  | Monday to Friday (Including Bank Holidays) March, April, May and September, October |  |  | 08.00 - 22.30 | 00.00 - 08.00 22.30 - 00.00
[6 empty] | Saturday and Sunday All year |  |  | 16.00 - 20.00 | 00:00-16:00 20:00-00:00
[6 empty] | Notes |  | All the above times are in UK Clock time
Tariff name | Open LLFCs | PCs | Red/black unit charge p/kWh | Amber/yellow unit charge p/kWh | Green unit charge p/kWh | Fixed charge p/MPAN/day | Capacity charge p/kVA/day | Exceeded capacity charge p/kVA/day | Reactive power charge p/kVArh | Closed LLFCs
Domestic Aggregated with Residual | 100, 101, 110, 111, 114, 115, 118, 119, 120, 121, 160, 161, 162, 163, 180 | 0, 1, 2 | 8.501 | 0.962 | 0.019 | 27.13
Domestic Aggregated (Related MPAN) | 112, 113, 116, 117, 132, 133, 136, 137, 164, 165, 166 | 2 | 8.501 | 0.962 | 0.019 |  |  |  |  | 130, 134, 135
Non-Domestic Aggregated No Residual | D00,F00 | 0, 3, 4, 5-8 | 10.706 | 1.212 | 0.024 | 6.37 |  |  |  | 201, 204, 221, 260, 280, 200, 202, 203, 220, 222, 400, 401, 402
Non-Domestic Aggregated Band 1 | D01,F01 | 0, 3, 4, 5-8 | 10.706 | 1.212 | 0.024 | 11.11 |  |  |  | 201, 204, 221, 260, 280, 200, 202, 203, 220, 222, 400, 401, 402
Non-Domestic Aggregated Band 2 | D02,F02 | 0, 3, 4, 5-8 | 10.706 | 1.212 | 0.024 | 32.32 |  |  |  | 201, 204, 221, 260, 280, 200, 202, 203, 220, 222, 400, 401, 402
Non-Domestic Aggregated Band 3 | D03,F03 | 0, 3, 4, 5-8 | 10.706 | 1.212 | 0.024 | 71.14 |  |  |  | 201, 204, 221, 260, 280, 200, 202, 203, 220, 222, 400, 401, 402
Non-Domestic Aggregated Band 4 | D04,F04 | 0, 3, 4, 5-8 | 10.706 | 1.212 | 0.024 | 209.3 |  |  |  | 201, 204, 221, 260, 280, 200, 202, 203, 220, 222, 400, 401, 402
Non-Domestic Aggregated (related MPAN) | 225, 240, 241, 301 | 4 | 10.706 | 1.212 | 0.024 |  |  |  |  | 223, 242, 243, 245, 246
LV Site Specific No Residual | G00, H00 | 0 | 6.926 | 0.75 | 0.014 | 25.01 | 2.65 | 3.84 | 0.213 | 500, 502, 504
LV Site Specific Band 1 | G01, H01 | 0 | 6.926 | 0.75 | 0.014 | 343.29 | 2.65 | 3.84 | 0.213 | 500, 502, 504
LV Site Specific Band 2 | G02, H02 | 0 | 6.926 | 0.75 | 0.014 | 684.83 | 2.65 | 3.84 | 0.213 | 500, 502, 504
LV Site Specific Band 3 | G03, H03 | 0 | 6.926 | 0.75 | 0.014 | 1126.71 | 2.65 | 3.84 | 0.213 | 500, 502, 504
LV Site Specific Band 4 | G04, H04 | 0 | 6.926 | 0.75 | 0.014 | 2465.99 | 2.65 | 3.84 | 0.213 | 500, 502, 504
LV Sub Site Specific No Residual | K00, L00 | 0 | 4.073 | 0.383 | 0.005 | 8.85 | 4.8 | 5.45 | 0.112 | 506, 507, 508
LV Sub Site Specific Band 1 | K01, L01 | 0 | 4.073 | 0.383 | 0.005 | 327.13 | 4.8 | 5.45 | 0.112 | 506, 507, 508
LV Sub Site Specific Band 2 | K02, L02 | 0 | 4.073 | 0.383 | 0.005 | 668.67 | 4.8 | 5.45 | 0.112 | 506, 507, 508
LV Sub Site Specific Band 3 | K03, L03 | 0 | 4.073 | 0.383 | 0.005 | 1110.54 | 4.8 | 5.45 | 0.112 | 506, 507, 508
LV Sub Site Specific Band 4 | K04, L04 | 0 | 4.073 | 0.383 | 0.005 | 2449.83 | 4.8 | 5.45 | 0.112 | 506, 507, 508
HV Site Specific No Residual | M00, N00 | 0 | 3.029 | 0.262 | 0.003 | 133.52 | 5.3 | 6.49 | 0.077 | 501, 505, 503
HV Site Specific Band 1 | M01, N01 | 0 | 3.029 | 0.262 | 0.003 | 1603.45 | 5.3 | 6.49 | 0.077 | 501, 505, 503
HV Site Specific Band 2 | M02, N02 | 0 | 3.029 | 0.262 | 0.003 | 6317.4 | 5.3 | 6.49 | 0.077 | 501, 505, 503
HV Site Specific Band 3 | M03, N03 | 0 | 3.029 | 0.262 | 0.003 | 12641.26 | 5.3 | 6.49 | 0.077 | 501, 505, 503
HV Site Specific Band 4 | M04, N04 | 0 | 3.029 | 0.262 | 0.003 | 31562.57 | 5.3 | 6.49 | 0.077 | 501, 505, 503
Unmetered Supplies | 900, 901, 902, 903, 910 | 0, 1 or 8 | 21.869 | 2.649 | 1.788 |  |  |  |  | 904, 905, 906, 907, 908, 909
LV Generation Aggregated | 781, 782, 783, 784, 785 | 0 | -6.3 | -0.713 | -0.014
LV Sub Generation Aggregated | 602 | 0 | -5.55 | -0.614 | -0.012
LV Generation Site Specific | 603, 604, 607, 608 | 0 | -6.3 | -0.713 | -0.014 |  |  |  | 0.191
LV Generation Site Specific no RP charge | 794, 795 | 0 | -6.3 | -0.713 | -0.014
LV Sub Generation Site Specific | 609, 610 | 0 | -5.55 | -0.614 | -0.012 |  |  |  | 0.168
LV Sub Generation Site Specific no RP charge | 796, 797 | 0 | -5.55 | -0.614 | -0.012
HV Generation Site Specific | 605, 606, 611, 612 | 0 | -3.601 | -0.337 | -0.004 | 97.47 |  |  | 0.14
HV Generation Site Specific no RP charge | 798, 799 | 0 | -3.601 | -0.337 | -0.004 | 97.47

## Annex 2 EHV charges
Back to Overview |  | Copy EDCM table 5001 range starting B101 and paste into G11. Extend or reduce print area as required. |  |  | Note: The list of MPANs / MSIDs provided may be incomplete; the DNO reserves the right to apply the listed charges to any other MPANs / MSIDs associated with the site.
SP Distribution - Effective from 1 April 2022 - Final EDCM charges | [14 empty] | 1
1
Time Periods for Designated EHV Properties | [14 empty] | 1
Time periods |  |  | Super Red Time Band | [11 empty] | 1
Monday to Friday (Including Bank Holidays) June to August Inclusive | [14 empty] | 1
Monday to Friday (Including Bank Holidays) November to February Inclusive |  |  | 16:30 - 19:30 | [11 empty] | 1
Notes |  |  | All the above times are in UK Clock time | [11 empty] | 1
1
Import Unique Identifier | LLFC | Import MPANs/MSIDs | Export Unique Identifier | LLFC | Export MPANs/MSIDs | Name | Import Super Red unit charge (p/kWh) | Import fixed charge (p/day) | Import capacity charge (p/kVA/day) | Import exceeded capacity charge (p/kVA/day) | Export Super Red unit charge (p/kWh) | Export fixed charge (p/day) | Export capacity charge (p/kVA/day) | Export exceeded capacity charge (p/kVA/day) | x
800 | 800 | 1800060775972 | 644 | 644 | 1800060775990 | Rhodders | - | 253.25 | 0.66 | 0.66 | - | 5687.62 | 0.05 | 0.05 | 1
801 | 801 | 1800060004220 | MSID 8182 | MSID 8182 | MSID 8182 | Minsca | - | 419.5 | - | - | - | - | - | - | 1
802 | 802 | 1800060539962 | 683 | 683 | 1800060539971 | Bankend Rig | - | 131.36 | 2.69 | 2.69 | - | 4944.09 | 0.05 | 0.05 | 1
803 | 803 | 1800060532708 | 684 | 684 | 1800060532717 | Barlockhart Moor | - | 160.43 | 0.84 | 0.84 | - | 8983 | 0.05 | 0.05 | 1
804 | 804 | 1800060532726 | 685 | 685 | 1800060532735 | Blantyre Muir | - | 370.62 | 0.66 | 0.66 | - | 5840.28 | 0.05 | 0.05 | 1
805 | 805 | 1800060587850 | 693 | 693 | 1800060587869 | Hunterston WF | - | 10916.73 | 0.63 | 0.63 | - | - | - | - | 1
806 | 806 | 1800060532647 | 688 | 688 | 1800060532656 | Middleton Farm | - | 229.85 | 0.85 | 0.85 | - | 5222.16 | 0.05 | 0.05 | 1
807 | 807 | 1800060532665 | 689 | 689 | 1800060532674 | Neilston Community | - | 135.72 | 0.94 | 0.94 | - | 6406.7 | 0.05 | 0.05 | 1
808 | 808 | 1800053653870 | 681 | 681 | 1800053653880 | Garlaff Landfill | - | 104.76 | 0.63 | 0.63 | - | - | - | - | 1
809 | 809 | 1800054992968 | 629 | 629 | 1800054992977 | Hagshaw Hill Extension | - | 718.91 | 0.66 | 0.66 | - | 18154.96 | 0.05 | 0.05 | 1
811 | 811 | 1800060328035 | 671 | 671 | 1800060328044 | Muirhall | - | 341.85 | 0.83 | 0.83 | - | 8204.45 | 0.05 | 0.05 | 1
812 | 812 | 1800060372113 | 672 | 672 | 1800060372122 | Burnfoot | - | 114.9 | 0.7 | 0.7 | - | 8017.86 | 0.05 | 0.05 | 1
813 | 813 | 1800060532498 | 690 | 690 | 1800060532503 | Westfield WF | - | 60.76 | 0.94 | 0.94 | - | 7138.36 | 0.05 | 0.05 | 1
814 | 814 | 1800060532683 | 691 | 691 | 1800060532692 | Barmoor WF | - | 201.67 | 0.9 | 0.9 | - | 19067.14 | 0.05 | 0.05 | 1
815 | 815 | 1800060566984 | 692 | 692 | 1800060566993 | Nutberry WF | - | 811.8 | 0.83 | 0.83 | - | 15368.76 | 0.05 | 0.05 | 1
816 | 816 | 1800060652454 | 695 | 695 | 1800060652463 | Carcreugh WF | - | 314.69 | 0.65 | 0.65 | - | 6423.35 | 0.05 | 0.05 | 1
817 | 817 | 1800060567668 |  |  |  | Magnox | - | 3246.12 | 1.74 | 1.74 |  |  |  |  | 1
818 | 818 | 1800060642767 | 700 | 700 | 1800060642776 | West Browncastle WF | - | 507.77 | 0.69 | 0.69 | - | 28744.73 | 0.05 | 0.05 | 1
819 | 819 | 1800060632661 | 699 | 699 | 1800060632670 | Viridor (Waste energy) | - | 1485.96 | 1.01 | 1.01 | - | 8903.35 | 0.05 | 0.05 | 1
820 | 820 | 1800060289486 | 620 | 620 | 1800060289510 | Craigengelt | - | 151.25 | 0.75 | 0.75 | - | 20660.37 | 0.05 | 0.05 | 1
821 | 821 | 1800054865132 | 621 | 621 | 1800054865141 | Greenknowes | - | 621.98 | 0.71 | 0.71 | - | 37319.01 | 0.05 | 0.05 | 1
822 | 822 | 1800060683754 | 703 | 703 | 1800060683763 | Ewe Hill Dumfries WF | - | 474.4 | 0.91 | 0.91 | - | 21402.14 | 0.05 | 0.05 | 1
823 | 823 | 1800060697223 | 704 | 704 | 1800060697232 | Langhope Rig (D) WF | - | 42.69 | 1.37 | 1.37 | - | 1400.11 | 0.05 | 0.05 | See Annex 6
824 | 824 | 1800060674253 | 705 | 705 | 1800060674262 | Muirhall Extention WF | - | 54.73 | 0.9 | 0.9 | - | 3261.11 | 0.05 | 0.05 | 1
825 | 825 | 1800060159192 | 625 | 625 | 1800060159208 | Aikengall | - | 937.97 | - | - | - | 8617.48 | 0.05 | 0.05 | 1
826 | 826 | 1800053646251 | 626 | 626 | 1800053646260 | Hagshaw Hill | - | 55.88 | 0.9 | 0.9 | - | 1112.01 | 0.05 | 0.05 | 1
827 | 827 | 1800053646190 | 627 | 627 | 1800053646206 | Gallow Rig | - | 194.88 | 0.86 | 0.86 | - | 4209.3 | 0.05 | 0.05 | 1
828 | 828 | 1800053646172 | 628 | 628 | 1800053646181 | Polwhat Rig | - | 231.8 | 0.84 | 0.84 | - | 4172.38 | 0.05 | 0.05 | 1
829 | 829 | 1800054738267 | 624 | 624 | 1800054738276 | Greendykeside | - | 53.18 | 0.93 | 0.93 | - | 3731.55 | 0.05 | 0.05 | 1
830 | 830 | 1800053647237 | 630 | 630 | 1800053647246 | Dun Law | - | 33.51 | 0.87 | 0.87 | - | - | - | - | 2
831 | 831 | 1800053647194 | 631 | 631 | 1800053647200 | EPR Scotland Ltd | - | 267.87 | 0.99 | 0.99 | - | - | - | - | 2
832 | 832 | 1800053648027 | 632 | 632 | 1800053648036 | Bowbeat (Emly Bank) | - | 173.58 | 0.83 | 0.83 | - | - | - | - | 2
833 | 833 | 1800053648045 | 633 | 633 | 1800053648054 | Bowbeat (Roughsidehill) | - | 121.16 | 0.84 | 0.84 | - | - | - | - | 2
834 | 834 | 1800053647380 | 634 | 634 | 1800053647399 | Harehill | - | 120.74 | 0.85 | 0.85 | - | - | - | - | 2
835 | 835 | 1800053647618 | 635 | 635 | 1800053647627 | Shanks & McEwan 3&4 | - | 113.21 | 1.25 | 1.25 | - | - | - | - | 2
836 | 836 | 1800053647636 | 636 | 636 | 1800053647645 | Shanks & McEwan 5 | - | 26.57 | 0.81 | 0.81 | - | - | - | - | 2
837 | 837 | 1800053653843 | 637 | 637 | 1800053653852 | Crystal Rig | - | 619.58 | 0.64 | 0.64 | - | - | - | - | 2
838 | 838 | 1800053694167 | 638 | 638 | 1800053694440 | Haupland Muir (Ardrossan) | - | 7.01 | 0.75 | 0.75 | - | 213.48 | 0.05 | 0.05 | 2
839 | 839 | 1800053950949 | 639 | 639 | 1800053950958 | Wetherhill | - | 536.2 | - | - | - | - | - | - | 2
840 | 840 | 1800053434271 | 640 | 640 | 1800053883993 | Artfield WF | - | 761.05 | - | - | - | - | - | - | See Annex 6
841 | 841 | 1800054152982 | 641 | 641 | 1800054152991 | Wardlaw Wood | - | 80.84 | 0.91 | 0.91 | - | - | - | - | 2
842 | 842 | 1800054198365 | 642 | 642 | 1800054198374 | Earlsburn | - | 568.36 | - | - | - | - | - | - | 2
843 | 843 | 1800054244570 | 643 | 643 | 1800054244598 | Blackhill | - | 955.36 | - | - | - | 22685.63 | 0.05 | 0.05 | 2
844 | 844 | 1800054451603 | MSID 8183 | MSID 8183 | MSID 8183 | Dalswinton | - | 450.09 | 0.74 | 0.74 | - | - | - | - | 2
845 | 845 | 1800054498470 | 645 | 645 | 1800054498480 | Steven's Croft Biomass | - | 4388.53 | 0.69 | 0.69 | - | - | - | - | 2
850 | 850 | 1800060251872 | 650 | 650 | 1800060251881 | Longpark | - | 745.87 | - | - | - | 20524.58 | 0.05 | 0.05 | 2
851 | 851 | 1800035140431 |  |  |  | BOC | - | 27615.15 | 2.41 | 2.41 |  |  |  |  | 2
852 | 852 | 1800060642702 | 696 | 696 | 1800060642711 | Calder Water WF | - | 225.36 | 0.8 | 0.8 | - | 27477.16 | 0.05 | 0.05 | 2
853 | 853 | 1800035234188 |  |  |  | Babcock Thorn | - | 29726.22 | 2.81 | 2.81 |  |  |  |  | 2
854 | 854 | 1800035261359 | 654 | 654 | 1800053946507 | Lafarge UK | - | 25406.23 | 2.07 | 2.07 | - | - | - | - | 2
855 | 855 | 1800060241304 | 655 | 655 | 1800060241313 | Pateshill | - | 22.72 | 0.93 | 0.93 | - | 1272.56 | 0.05 | 0.05 | See Annex 6
856 | 856 | 1800035239460 |  |  |  | Clydeport | - | 37789.45 | 0.67 | 0.67 |  |  |  |  | 2
858 | 858 | 1800035327257 |  |  |  | Tesco | - | 3821.17 | 2.57 | 2.57 |  |  |  |  | 2
860 | 860 | 1800060852030 | 666 | 666 | 1800060852049 | Gevens Wind Farm | - | 22.62 | 0.68 | 0.68 | - | 5134.33 | 0.05 | 0.05 | 2
861 | 861 | 1800035324780 |  |  |  | Weir Pumps | - | 4581.23 | 1.19 | 1.19 |  |  |  |  | 2
862 | 862 | 1800035317453 |  |  |  | Dupont (UK) Ltd | - | 91962.67 | 2.85 | 2.85 |  |  |  |  | 2
863 | 863 | 1800060207438 | 663 | 663 | 1800060207447 | North Rhins | - | 296.4 | 0.86 | 0.86 | - | 8908.32 | 0.05 | 0.05
864 | 864 | 1800060709038 | 698 | 698 | 1800060709047 | Tod Hills Windfarm | - | 74.92 | 1.48 | 1.48 | - | 8230.97 | 0.05 | 0.05 | 2
865 | 865 | 1800060877284 | 670 | 670 | 1800060877293 | Hoprigshiels | - | 249.36 | 0.91 | 0.91 | - | 13122.77 | 0.05 | 0.05 | 2
867 | 867 | 1800035325436 |  |  |  | Norbord | - | 35607.63 | 1.28 | 1.28 |  |  |  |  | 2
868 | 868 | 1800060809025 | 664 | 664 | 1800060809034 | MuirHall Extension II WF | - | 55.71 | 0.9 | 0.9 | - | 4775.4 | 0.05 | 0.05 | 2
887 | 887 | 1800060749661 | 706 | 706 | 1800060749670 | Polmadie (Waste energy A) | - | 1171.77 | 1.36 | 1.36 | - | 4956.48 | 0.05 | 0.05 | 2
873 | 873 | 1800060450481 | 673 | 673 | 1800060450490 | Millour Hill | - | 216.38 | 0.69 | 0.69 | - | 14894.93 | 0.05 | 0.05 | 2
874 | 874 | 1800060441380 | 674 | 674 | 1800060441399 | Glenkerie | - | 383.19 | 0.88 | 0.88 | - | 14844.13 | 0.05 | 0.05 | 2
875 | 875 | 1800060450524 | 675 | 675 | 1800060450533 | Kelburn (A) | - | 176.73 | 0.92 | 0.92 | - | 8828.47 | 0.05 | 0.05 | See Annex 6
876 | 876 | 1800060450542 | 676 | 676 | 1800060450551 | Kelburn (B) | - | 176.73 | 0.92 | 0.92 | - | 8828.47 | 0.05 | 0.05 | See Annex 6
877 | 877 | 1800060450506 | 677 | 677 | 1800060450515 | Little Raith | - | 193.98 | 0.73 | 0.73 | - | 5334.32 | 0.05 | 0.05 | See Annex 6
878 | 878 | 1800060445640 | 678 | 678 | 1800060445659 | Drone Hill | - | 536.16 | 0.66 | 0.66 | - | 26295.81 | 0.05 | 0.05
879 | 879 | 1800060845812 | 680 | 680 | 1800060845821 | Pearie Law Wind Farm | - | 307.5 | 0.9 | 0.9 | - | 15935.82 | 0.05 | 0.05 | 2
880 | 880 | 1800060673222 | 701 | 701 | 1800060673231 | Earlseat WF | - | 158.63 | 1.8 | 1.8 | - | 12034.91 | 0.05 | 0.05 | 2
881 | 881 | 1800060740288 | 702 | 702 | 1800060740297 | Dungavel WF | - | 529.56 | 0.68 | 0.68 | - | 31667.55 | 0.05 | 0.05 | 2
882 | 882 | 1800060769738 | 687 | 687 | 1800060769747 | Burnhead Bathgate WF | - | 63.43 | 1.02 | 1.02 | - | 4275.71 | 0.05 | 0.05 | 2
883 | 883 | 1800053647742 | 636 | 636 | 1800053647751 | Shanks & McEwan 6 | - | 76.84 | 0.81 | 0.81 | - | - | - | - | 2
884 | 884 | 1800060683693 | 679 | 679 | 1800060683709 | Ardoch & Over Enoch WF | - | 577.31 | 0.68 | 0.68 | - | 11647.13 | 0.05 | 0.05 | 2
888 | 888 | 1800060817230 | MSID 8732 | MSID 8732 | MSID 8732 | Glenchamber | - | 111.65 | 0.78 | 0.78 | - | 14492.4 | 0.05 | 0.05 | 2
889 | 889 | 1800060819273 | 708 | 708 | 1800060819282 | Penmansheill | - | 237.54 | 0.69 | 0.69 | - | 35880.37 | 0.05 | 0.05 | 2
891 | 891 | 1800060863723 | 668 | 668 | 1800060863732 | Tormywheel | - | 58.31 | 0.97 | 0.97 | - | 10354.87 | 0.05 | 0.05 | 2
892 | 892 | 1800060872755 | 669 | 669 | 1800060872764 | Quixwood Wind Farm | - | 299.93 | 0.66 | 0.66 | - | 27058.24 | 0.05 | 0.05 | 2
MSID 8083 | MSID 8083 | MSID 8083 |  |  |  | Dumbarton | - | 9458.5 | 0.82 | 0.82 |  |  |  |  | 2
MSID 8085 | MSID 8085 | MSID 8085 |  |  |  | Stirling Road | - | 9458.5 | 0.75 | 0.75 |  |  |  |  | 2
MSID 8334 | MSID 8334 | MSID 8334 | MSID 8334 | MSID 8334 | MSID 8334 | Markinch | - | 3747.69 | 0.65 | 0.65 | - | 21669.1 | 0.05 | 0.05 | 2
MSID 8339 | MSID 8339 | MSID 8339 | MSID 8339 | MSID 8339 | MSID 8339 | Harehill Extension | - | 239.52 | 1.24 | 1.24 | - | 8437.28 | 0.05 | 0.05 | 2
847 | 847 | 1800060931899 | MSID 8340 | MSID 8340 | MSID 8340 | Aries | - | 126.81 | 0.8 | 0.8 | - | 13279.68 | 0.05 | 0.05 | 3
MSID 8341 | MSID 8341 | MSID 8341 | MSID 8341 | MSID 8341 | MSID 8341 | Andershaw WF | - | 192.03 | 1.1 | 1.1 | - | 26202.86 | 0.05 | 0.05 | 3
MSID 8347 | MSID 8347 | MSID 8347 | MSID 8347 | MSID 8347 | MSID 8347 | Assel Valley | - | 2010.95 | 0.63 | 0.63 | - | 47580.43 | 0.05 | 0.05 | 3
MSID 8348 | MSID 8348 | MSID 8348 | MSID 8348 | MSID 8348 | MSID 8348 | Auchrobert | - | 324.72 | 0.7 | 0.7 | - | 15816.45 | 0.05 | 0.05 | 3
MSID 8349 | MSID 8349 | MSID 8349 | MSID 8349 | MSID 8349 | MSID 8349 | Harburnhead | - | 45.96 | 0.91 | 0.91 | - | 10828.81 | 0.05 | 0.05 | 3
310 | 310 | 1800036579036 |  |  |  | Magco | - | 3271.72 | 3.58 | 3.58 |  |  |  |  | 3
311 | 311 | 1800035324497 |  |  |  | Stirling University | - | 3271.72 | 1.6 | 1.6 |  |  |  |  | 3
312 | 312 | 1800035324530 |  |  |  | Glenochil Distillery | - | 9854.62 | 3.9 | 3.9 |  |  |  |  | 3
314 | 314 | 1800035327674 |  |  |  | Cameron Ironworks | - | 3271.72 | 2.11 | 2.11 |  |  |  |  | 3
315 | 315 | 1800035313398 |  |  |  | Shin-Etsu | - | 24976.92 | 3.43 | 3.43 |  |  |  |  | 3
316 | 316 | 1800035344100 |  |  |  | United Biscuits | - | 3271.72 | 2.57 | 2.57 |  |  |  |  | 3
318 | 318 | 1800035337584 |  |  |  | Balfours | - | 3271.72 | 0.93 | 0.93 |  |  |  |  | 3
319 | 319 | 1800035331634 |  |  |  | NB Distillery | - | 9854.62 | 3.06 | 3.06 |  |  |  |  | 3
320 | 320 | 1800035340220 |  |  |  | Finnart BP | - | 19824.56 | 3.08 | 3.08 |  |  |  |  | 3
321 | 321 | 1800035346589 |  |  |  | Texas Instruments | - | 10250.74 | 4.38 | 4.38 |  |  |  |  | 3
322 | 322 | 1800035346817 |  |  |  | Glasgow Airport | - | 3271.72 | 4.69 | 4.69 |  |  |  |  | 3
323 | 323 | 1800035326848 |  |  |  | BP Dalmeny | - | 14677.73 | 1.53 | 1.53 |  |  |  |  | 3
324 | 324 | 1800035334227 |  |  |  | Edinburgh Dock North | - | 42366.73 | 1.49 | 1.49 |  |  |  |  | See Annex 6
326 | 326 | 1800053646215 | 755 | 755 | 1800053646224 | Bonnington Power Station | - | 3.57 | 0.75 | 0.75 | - | 392.56 | 0.05 | 0.05 | 3
328 | 328 | 1800060586917 | 750 | 750 | 1800060586926 | Cathkin Braes Wind Farm | - | 352.98 | 0.82 | 0.82 | - | 5573.54 | 0.05 | 0.05 | See Annex 6
329 | 329 | 1800060397697 |  |  |  | New Glasgow South Hospital | - | 19693.46 | 2.9 | 2.9 |  |  |  |  | 3
330 | 330 | 1800060614714 | 752 | 752 | 1800060614741 | Torrance WF | - | 83.73 | 0.88 | 0.88 | - | 7146.27 | 0.05 | 0.05 | 3
331 | 331 | 1800060613543 | 754 | 754 | 1800060613552 | Scottish Enterprise (Samsung WTTF) | - | 146.06 | 1.06 | 1.06 | - | 5382.21 | 0.05 | 0.05 | 3
332 | 332 | 1800060709010 | 756 | 756 | 1800060709029 | Torrance Windfarm Extension | - | 128.12 | 0.89 | 0.89 | - | 7225.32 | 0.05 | 0.05 | 3
334 | 334 | 1800035327070 |  |  |  | Edinburgh Airport | 0.201 | 9972.52 | 3.87 | 3.87 |  |  |  |  | See Annex 6
313 | 313 | 1800053648310 |  |  |  | Longannet Power Station | - | 3271.72 | 3.75 | 3.75 |  |  |  |  | 3
848 | 848 | 1800060904910 | 648 | 648 | 1800060904929 | Craigannet | - | 113.99 | 1.43 | 1.43 | - | 2999.81 | 0.05 | 0.05 | 3
890 | 890 | 1800061032840 | MSID 8366 | MSID 8366 | MSID 8366 | Solwaybank | - | 60.08 | 1.05 | 1.05 | - | 21079.68 | 0.05 | 0.05 | See Annex 6
870 | 870 | 1800060963650 | 710 | 710 | 1800060963669 | Millerhill EFW | - | 1795.75 | 0.84 | 0.84 | -0.01 | 6734.7 | 0.05 | 0.05 | 3
MSID 8359 | MSID 8359 | MSID 8359 | MSID 8360 | MSID 8360 | MSID 8360 | Broxburn ESS | - | 1523.71 | 0.88 | 0.88 | - | 1523.71 | 0.05 | 0.05 | 3
886 | 886 |  | 686 | 686 |  | Sneddon Law WF | - | 487.14 | 0.64 | 0.64 | - | 29221.83 | 0.05 | 0.05 | 3
TBA 18A | TBA 18A | TBA 18A | TBA 18B | TBA 18B | TBA 18B | Roaring Hill ESS | - | 1872.57 | 1.05 | 1.05 | - | 1872.57 | 0.05 | 0.05 | 3
TBA 2A | TBA 2A | TBA 2A | TBA 2B | TBA 2B | TBA 2B | Redhouse Energy Storage site (ESS) | - | 775.96 | 1.95 | 1.95 | -1.274 | 819.09 | 0.05 | 0.05 | See Annex 6
895 | 895 | 1800061106740 | 713 | 713 | 1800061106759 | Inverclyde Windfarm | - | 6.83 | 1.05 | 1.05 | - | 1091.48 | 0.05 | 0.05 | 3
TBA 6A | TBA 6A | TBA 6A | TBA 6B | TBA 6B | TBA 6B | Harelaw Gas | - | 22.85 | 1.05 | 1.05 | - | 718.27 | 0.05 | 0.05 | 3
TBA 13A | TBA 13A | TBA 13A | TBA 13B | TBA 13B | TBA 13B | Byers Brae Battery Storage | - | 727.76 | 1.05 | 1.05 | - | 705.98 | 0.05 | 0.05 | 3
893 | 893 | 1800061084529 | 711 | 711 | 1800061084510 | Netherton Gas | - | 136.97 | 1.05 | 1.05 | - | 3893.01 | 0.05 | 0.05 | Updated 24/11/21
894 | 894 | 1800061084421 | 712 | 712 | 1800061084430 | Carbrain Gas | - | 115.45 | 1.05 | 1.05 | - | 3281.52 | 0.05 | 0.05 | Updated 24/11/21
TBA 16A | TBA 16A | TBA 16A | TBA 16B | TBA 16B | TBA 16B | Leven Gas Generation | - | 103.25 | 1.05 | 1.05 | - | 3275.13 | 0.05 | 0.05 | Updated 24/11/21
896 | 896 | 1800061114388 | 714 | 714 | 1800061114397 | Carmuirs Gas | - | 64.38 | 1.65 | 1.65 | -0.854 | 3423.8 | 0.05 | 0.05 | 3
TBA 3A | TBA 3A | TBA 3A | TBA 3B | TBA 3B | TBA 3B | Abercorn Street | - | 172.6 | 1.05 | 1.05 | - | 5504.49 | 0.05 | 0.05 | 3
859 | 859 | 1800035320127 | 697 | 697 | 1800060630637 | GSK Irvine | - | 21204 | 3.87 | 3.87 | - | 6084.96 | 0.05 | 0.05 | See Annex 6
TBA 7A | TBA 7A | TBA 7A | TBA 7B | TBA 7B | TBA 7B | Nether Farm | - | 20.39 | 1.05 | 1.05 | - | 2682.54 | 0.05 | 0.05 | 3
866 | 866 | 1800051523646 | TBA 8B | TBA 8B |  | Calachem RDF CHP Plant | - | 23372.41 | 1.18 | 1.18 | - | 6626.64 | 0.05 | 0.05 | 3
TBA 9A | TBA 9A | TBA 9A | TBA 9B | TBA 9B | TBA 9B | East Mains Gas | - | 71 | 1.18 | 1.18 | - | 1349.78 | 0.05 | 0.05 | 3
TBA 14A | TBA 14A | TBA 14A | TBA 14B | TBA 14B | TBA 14B | Drumcross ESS | - | 2391.8 | 1.05 | 1.05 | - | 2391.8 | 0.05 | 0.05 | Updated 24/11/21
TBA 15A | TBA 15A | TBA 15A | TBA 15B | TBA 15B | TBA 15B | Easter Drumclair WF | - | 372.3 | 1.23 | 1.23 | - | 5585.45 | 0.05 | 0.05 | 3
TBA 17A | TBA 17A | TBA 17A | TBA 17B | TBA 17B | TBA 17B | Camilla Farm ESS | - | 2434.55 | 1.05 | 1.05 | - | 2434.55 | 0.05 | 0.05 | Updated 24/11/21
TBA 10A | TBA 10A | TBA 10A | TBA 10B | TBA 10B | TBA 10B | Nairn Road Alpha | - | 68.13 | 1.18 | 1.18 | - | 1058.2 | 0.05 | 0.05 | 3
TBA 11A | TBA 11A | TBA 11A | TBA 11B | TBA 11B | TBA 11B | Nairn Road Bravo | - | 82.95 | 1.18 | 1.18 | - | 1288.25 | 0.05 | 0.05 | 3
TBA 12A | TBA 12A | TBA 12A | TBA 12B | TBA 12B | TBA 12B | Southrigg 2 WF | - | 496.05 | 1.18 | 1.18 | - | 6265.76 | 0.05 | 0.05 | 3
TBA 1A | TBA 1A | TBA 1A | TBA 1B | TBA 1B | TBA 1B | Abbotshaugh Reserve Power Facility | - | 92.08 | 1.05 | 1.05 | - | 1840.76 | 0.05 | 0.05 | Updated 24/11/21

## Annex 2a Import
Note: The list of MPANs / MSIDs provided may be incomplete; the DNO reserves the right to apply the listed charges to any other MPANs / MSIDs associated with the site. Note: This table is automatically populated based on the content of the tab entitled 'Annex 2 EHV Charges'. The timebands are as shown in Annex 2.
SP Distribution - Effective from 1 April 2022 - Final EDCM import charges
Import Unique Identifier | LLFC | Import MPANs/MSIDs | Name | Import Super Red unit charge (p/kWh) | Import fixed charge (p/day) | Import capacity charge (p/kVA/day) | Import exceeded capacity charge (p/kVA/day)
800 | 800 | 1800060775972 | Rhodders | - | 253.25 | 0.66 | 0.66
801 | 801 | 1800060004220 | Minsca | - | 419.5 | - | -
802 | 802 | 1800060539962 | Bankend Rig | - | 131.36 | 2.69 | 2.69
803 | 803 | 1800060532708 | Barlockhart Moor | - | 160.43 | 0.84 | 0.84
804 | 804 | 1800060532726 | Blantyre Muir | - | 370.62 | 0.66 | 0.66
805 | 805 | 1800060587850 | Hunterston WF | - | 10916.73 | 0.63 | 0.63
806 | 806 | 1800060532647 | Middleton Farm | - | 229.85 | 0.85 | 0.85
807 | 807 | 1800060532665 | Neilston Community | - | 135.72 | 0.94 | 0.94
808 | 808 | 1800053653870 | Garlaff Landfill | - | 104.76 | 0.63 | 0.63
809 | 809 | 1800054992968 | Hagshaw Hill Extension | - | 718.91 | 0.66 | 0.66
811 | 811 | 1800060328035 | Muirhall | - | 341.85 | 0.83 | 0.83
812 | 812 | 1800060372113 | Burnfoot | - | 114.9 | 0.7 | 0.7
813 | 813 | 1800060532498 | Westfield WF | - | 60.76 | 0.94 | 0.94
814 | 814 | 1800060532683 | Barmoor WF | - | 201.67 | 0.9 | 0.9
815 | 815 | 1800060566984 | Nutberry WF | - | 811.8 | 0.83 | 0.83
816 | 816 | 1800060652454 | Carcreugh WF | - | 314.69 | 0.65 | 0.65
817 | 817 | 1800060567668 | Magnox | - | 3246.12 | 1.74 | 1.74
818 | 818 | 1800060642767 | West Browncastle WF | - | 507.77 | 0.69 | 0.69
819 | 819 | 1800060632661 | Viridor (Waste energy) | - | 1485.96 | 1.01 | 1.01
820 | 820 | 1800060289486 | Craigengelt | - | 151.25 | 0.75 | 0.75
821 | 821 | 1800054865132 | Greenknowes | - | 621.98 | 0.71 | 0.71
822 | 822 | 1800060683754 | Ewe Hill Dumfries WF | - | 474.4 | 0.91 | 0.91
823 | 823 | 1800060697223 | Langhope Rig (D) WF | - | 42.69 | 1.37 | 1.37 | See Annex 6
824 | 824 | 1800060674253 | Muirhall Extention WF | - | 54.73 | 0.9 | 0.9
825 | 825 | 1800060159192 | Aikengall | - | 937.97 | - | -
826 | 826 | 1800053646251 | Hagshaw Hill | - | 55.88 | 0.9 | 0.9
827 | 827 | 1800053646190 | Gallow Rig | - | 194.88 | 0.86 | 0.86
828 | 828 | 1800053646172 | Polwhat Rig | - | 231.8 | 0.84 | 0.84
829 | 829 | 1800054738267 | Greendykeside | - | 53.18 | 0.93 | 0.93
830 | 830 | 1800053647237 | Dun Law | - | 33.51 | 0.87 | 0.87
831 | 831 | 1800053647194 | EPR Scotland Ltd | - | 267.87 | 0.99 | 0.99
832 | 832 | 1800053648027 | Bowbeat (Emly Bank) | - | 173.58 | 0.83 | 0.83
833 | 833 | 1800053648045 | Bowbeat (Roughsidehill) | - | 121.16 | 0.84 | 0.84
834 | 834 | 1800053647380 | Harehill | - | 120.74 | 0.85 | 0.85
835 | 835 | 1800053647618 | Shanks & McEwan 3&4 | - | 113.21 | 1.25 | 1.25
836 | 836 | 1800053647636 | Shanks & McEwan 5 | - | 26.57 | 0.81 | 0.81
837 | 837 | 1800053653843 | Crystal Rig | - | 619.58 | 0.64 | 0.64
838 | 838 | 1800053694167 | Haupland Muir (Ardrossan) | - | 7.01 | 0.75 | 0.75
839 | 839 | 1800053950949 | Wetherhill | - | 536.2 | - | -
840 | 840 | 1800053434271 | Artfield WF | - | 761.05 | - | - | See Annex 6
841 | 841 | 1800054152982 | Wardlaw Wood | - | 80.84 | 0.91 | 0.91
842 | 842 | 1800054198365 | Earlsburn | - | 568.36 | - | -
843 | 843 | 1800054244570 | Blackhill | - | 955.36 | - | -
844 | 844 | 1800054451603 | Dalswinton | - | 450.09 | 0.74 | 0.74
845 | 845 | 1800054498470 | Steven's Croft Biomass | - | 4388.53 | 0.69 | 0.69
850 | 850 | 1800060251872 | Longpark | - | 745.87 | - | -
851 | 851 | 1800035140431 | BOC | - | 27615.15 | 2.41 | 2.41
852 | 852 | 1800060642702 | Calder Water WF | - | 225.36 | 0.8 | 0.8
853 | 853 | 1800035234188 | Babcock Thorn | - | 29726.22 | 2.81 | 2.81
854 | 854 | 1800035261359 | Lafarge UK | - | 25406.23 | 2.07 | 2.07
855 | 855 | 1800060241304 | Pateshill | - | 22.72 | 0.93 | 0.93 | See Annex 6
856 | 856 | 1800035239460 | Clydeport | - | 37789.45 | 0.67 | 0.67
858 | 858 | 1800035327257 | Tesco | - | 3821.17 | 2.57 | 2.57
860 | 860 | 1800060852030 | Gevens Wind Farm | - | 22.62 | 0.68 | 0.68
861 | 861 | 1800035324780 | Weir Pumps | - | 4581.23 | 1.19 | 1.19
862 | 862 | 1800035317453 | Dupont (UK) Ltd | - | 91962.67 | 2.85 | 2.85
863 | 863 | 1800060207438 | North Rhins | - | 296.4 | 0.86 | 0.86
864 | 864 | 1800060709038 | Tod Hills Windfarm | - | 74.92 | 1.48 | 1.48
865 | 865 | 1800060877284 | Hoprigshiels | - | 249.36 | 0.91 | 0.91
867 | 867 | 1800035325436 | Norbord | - | 35607.63 | 1.28 | 1.28
868 | 868 | 1800060809025 | MuirHall Extension II WF | - | 55.71 | 0.9 | 0.9
887 | 887 | 1800060749661 | Polmadie (Waste energy A) | - | 1171.77 | 1.36 | 1.36
873 | 873 | 1800060450481 | Millour Hill | - | 216.38 | 0.69 | 0.69
874 | 874 | 1800060441380 | Glenkerie | - | 383.19 | 0.88 | 0.88
875 | 875 | 1800060450524 | Kelburn (A) | - | 176.73 | 0.92 | 0.92 | See Annex 6
876 | 876 | 1800060450542 | Kelburn (B) | - | 176.73 | 0.92 | 0.92 | See Annex 6
877 | 877 | 1800060450506 | Little Raith | - | 193.98 | 0.73 | 0.73 | See Annex 6
878 | 878 | 1800060445640 | Drone Hill | - | 536.16 | 0.66 | 0.66
879 | 879 | 1800060845812 | Pearie Law Wind Farm | - | 307.5 | 0.9 | 0.9
880 | 880 | 1800060673222 | Earlseat WF | - | 158.63 | 1.8 | 1.8
881 | 881 | 1800060740288 | Dungavel WF | - | 529.56 | 0.68 | 0.68
882 | 882 | 1800060769738 | Burnhead Bathgate WF | - | 63.43 | 1.02 | 1.02
883 | 883 | 1800053647742 | Shanks & McEwan 6 | - | 76.84 | 0.81 | 0.81
884 | 884 | 1800060683693 | Ardoch & Over Enoch WF | - | 577.31 | 0.68 | 0.68
888 | 888 | 1800060817230 | Glenchamber | - | 111.65 | 0.78 | 0.78
889 | 889 | 1800060819273 | Penmansheill | - | 237.54 | 0.69 | 0.69
891 | 891 | 1800060863723 | Tormywheel | - | 58.31 | 0.97 | 0.97
892 | 892 | 1800060872755 | Quixwood Wind Farm | - | 299.93 | 0.66 | 0.66
MSID 8083 | MSID 8083 | MSID 8083 | Dumbarton | - | 9458.5 | 0.82 | 0.82
MSID 8085 | MSID 8085 | MSID 8085 | Stirling Road | - | 9458.5 | 0.75 | 0.75
MSID 8334 | MSID 8334 | MSID 8334 | Markinch | - | 3747.69 | 0.65 | 0.65
MSID 8339 | MSID 8339 | MSID 8339 | Harehill Extension | - | 239.52 | 1.24 | 1.24
847 | 847 | 1800060931899 | Aries | - | 126.81 | 0.8 | 0.8
MSID 8341 | MSID 8341 | MSID 8341 | Andershaw WF | - | 192.03 | 1.1 | 1.1
MSID 8347 | MSID 8347 | MSID 8347 | Assel Valley | - | 2010.95 | 0.63 | 0.63
MSID 8348 | MSID 8348 | MSID 8348 | Auchrobert | - | 324.72 | 0.7 | 0.7
MSID 8349 | MSID 8349 | MSID 8349 | Harburnhead | - | 45.96 | 0.91 | 0.91
310 | 310 | 1800036579036 | Magco | - | 3271.72 | 3.58 | 3.58
311 | 311 | 1800035324497 | Stirling University | - | 3271.72 | 1.6 | 1.6
312 | 312 | 1800035324530 | Glenochil Distillery | - | 9854.62 | 3.9 | 3.9
314 | 314 | 1800035327674 | Cameron Ironworks | - | 3271.72 | 2.11 | 2.11
315 | 315 | 1800035313398 | Shin-Etsu | - | 24976.92 | 3.43 | 3.43
316 | 316 | 1800035344100 | United Biscuits | - | 3271.72 | 2.57 | 2.57
318 | 318 | 1800035337584 | Balfours | - | 3271.72 | 0.93 | 0.93
319 | 319 | 1800035331634 | NB Distillery | - | 9854.62 | 3.06 | 3.06
320 | 320 | 1800035340220 | Finnart BP | - | 19824.56 | 3.08 | 3.08
321 | 321 | 1800035346589 | Texas Instruments | - | 10250.74 | 4.38 | 4.38
322 | 322 | 1800035346817 | Glasgow Airport | - | 3271.72 | 4.69 | 4.69
323 | 323 | 1800035326848 | BP Dalmeny | - | 14677.73 | 1.53 | 1.53
324 | 324 | 1800035334227 | Edinburgh Dock North | - | 42366.73 | 1.49 | 1.49 | See Annex 6
326 | 326 | 1800053646215 | Bonnington Power Station | - | 3.57 | 0.75 | 0.75
328 | 328 | 1800060586917 | Cathkin Braes Wind Farm | - | 352.98 | 0.82 | 0.82 | See Annex 6
329 | 329 | 1800060397697 | New Glasgow South Hospital | - | 19693.46 | 2.9 | 2.9
330 | 330 | 1800060614714 | Torrance WF | - | 83.73 | 0.88 | 0.88
331 | 331 | 1800060613543 | Scottish Enterprise (Samsung WTTF) | - | 146.06 | 1.06 | 1.06
332 | 332 | 1800060709010 | Torrance Windfarm Extension | - | 128.12 | 0.89 | 0.89
334 | 334 | 1800035327070 | Edinburgh Airport | 0.201 | 9972.52 | 3.87 | 3.87 | See Annex 6
313 | 313 | 1800053648310 | Longannet Power Station | - | 3271.72 | 3.75 | 3.75
848 | 848 | 1800060904910 | Craigannet | - | 113.99 | 1.43 | 1.43
890 | 890 | 1800061032840 | Solwaybank | - | 60.08 | 1.05 | 1.05 | See Annex 6
870 | 870 | 1800060963650 | Millerhill EFW | - | 1795.75 | 0.84 | 0.84
MSID 8359 | MSID 8359 | MSID 8359 | Broxburn ESS | - | 1523.71 | 0.88 | 0.88
886 | 886 |  | Sneddon Law WF | - | 487.14 | 0.64 | 0.64
TBA 18A | TBA 18A | TBA 18A | Roaring Hill ESS | - | 1872.57 | 1.05 | 1.05
TBA 2A | TBA 2A | TBA 2A | Redhouse Energy Storage site (ESS) | - | 775.96 | 1.95 | 1.95 | See Annex 6
895 | 895 | 1800061106740 | Inverclyde Windfarm | - | 6.83 | 1.05 | 1.05
TBA 6A | TBA 6A | TBA 6A | Harelaw Gas | - | 22.85 | 1.05 | 1.05
TBA 13A | TBA 13A | TBA 13A | Byers Brae Battery Storage | - | 727.76 | 1.05 | 1.05
893 | 893 | 1800061084529 | Netherton Gas | - | 136.97 | 1.05 | 1.05 | Updated 24/11/21
894 | 894 | 1800061084421 | Carbrain Gas | - | 115.45 | 1.05 | 1.05 | Updated 24/11/21
TBA 16A | TBA 16A | TBA 16A | Leven Gas Generation | - | 103.25 | 1.05 | 1.05 | Updated 24/11/21
896 | 896 | 1800061114388 | Carmuirs Gas | - | 64.38 | 1.65 | 1.65
TBA 3A | TBA 3A | TBA 3A | Abercorn Street | - | 172.6 | 1.05 | 1.05
859 | 859 | 1800035320127 | GSK Irvine | - | 21204 | 3.87 | 3.87 | See Annex 6
TBA 7A | TBA 7A | TBA 7A | Nether Farm | - | 20.39 | 1.05 | 1.05
866 | 866 | 1800051523646 | Calachem RDF CHP Plant | - | 23372.41 | 1.18 | 1.18
TBA 9A | TBA 9A | TBA 9A | East Mains Gas | - | 71 | 1.18 | 1.18
TBA 14A | TBA 14A | TBA 14A | Drumcross ESS | - | 2391.8 | 1.05 | 1.05 | Updated 24/11/21
TBA 15A | TBA 15A | TBA 15A | Easter Drumclair WF | - | 372.3 | 1.23 | 1.23
TBA 17A | TBA 17A | TBA 17A | Camilla Farm ESS | - | 2434.55 | 1.05 | 1.05 | Updated 24/11/21
TBA 10A | TBA 10A | TBA 10A | Nairn Road Alpha | - | 68.13 | 1.18 | 1.18
TBA 11A | TBA 11A | TBA 11A | Nairn Road Bravo | - | 82.95 | 1.18 | 1.18
TBA 12A | TBA 12A | TBA 12A | Southrigg 2 WF | - | 496.05 | 1.18 | 1.18
TBA 1A | TBA 1A | TBA 1A | Abbotshaugh Reserve Power Facility | - | 92.08 | 1.05 | 1.05 | Updated 24/11/21

## Annex 2b Export
Note: The list of MPANs / MSIDs provided may be incomplete; the DNO reserves the right to apply the listed charges to any other MPANs / MSIDs associated with the site. Note: This table is automatically populated based on the content of the tab entitled 'Annex 2 EHV Charges'. The timebands are as shown in Annex 2.
SP Distribution - Effective from 1 April 2022 - Final EDCM export charges
Export Unique Identifier | LLFC | Export MPANs/MSIDs | Name | Export Super Red unit charge (p/kWh) | Export fixed charge (p/day) | Export capacity charge (p/kVA/day) | Export exceeded capacity charge (p/kVA/day)
644 | 644 | 1800060775990 | Rhodders | - | 5687.62 | 0.05 | 0.05
MSID 8182 | MSID 8182 | MSID 8182 | Minsca | - | - | - | -
683 | 683 | 1800060539971 | Bankend Rig | - | 4944.09 | 0.05 | 0.05
684 | 684 | 1800060532717 | Barlockhart Moor | - | 8983 | 0.05 | 0.05
685 | 685 | 1800060532735 | Blantyre Muir | - | 5840.28 | 0.05 | 0.05
693 | 693 | 1800060587869 | Hunterston WF | - | - | - | -
688 | 688 | 1800060532656 | Middleton Farm | - | 5222.16 | 0.05 | 0.05
689 | 689 | 1800060532674 | Neilston Community | - | 6406.7 | 0.05 | 0.05
681 | 681 | 1800053653880 | Garlaff Landfill | - | - | - | -
629 | 629 | 1800054992977 | Hagshaw Hill Extension | - | 18154.96 | 0.05 | 0.05
671 | 671 | 1800060328044 | Muirhall | - | 8204.45 | 0.05 | 0.05
672 | 672 | 1800060372122 | Burnfoot | - | 8017.86 | 0.05 | 0.05
690 | 690 | 1800060532503 | Westfield WF | - | 7138.36 | 0.05 | 0.05
691 | 691 | 1800060532692 | Barmoor WF | - | 19067.14 | 0.05 | 0.05
692 | 692 | 1800060566993 | Nutberry WF | - | 15368.76 | 0.05 | 0.05
695 | 695 | 1800060652463 | Carcreugh WF | - | 6423.35 | 0.05 | 0.05
700 | 700 | 1800060642776 | West Browncastle WF | - | 28744.73 | 0.05 | 0.05
699 | 699 | 1800060632670 | Viridor (Waste energy) | - | 8903.35 | 0.05 | 0.05
620 | 620 | 1800060289510 | Craigengelt | - | 20660.37 | 0.05 | 0.05
621 | 621 | 1800054865141 | Greenknowes | - | 37319.01 | 0.05 | 0.05
703 | 703 | 1800060683763 | Ewe Hill Dumfries WF | - | 21402.14 | 0.05 | 0.05
704 | 704 | 1800060697232 | Langhope Rig (D) WF | - | 1400.11 | 0.05 | 0.05 | See Annex 6
705 | 705 | 1800060674262 | Muirhall Extention WF | - | 3261.11 | 0.05 | 0.05
625 | 625 | 1800060159208 | Aikengall | - | 8617.48 | 0.05 | 0.05
626 | 626 | 1800053646260 | Hagshaw Hill | - | 1112.01 | 0.05 | 0.05
627 | 627 | 1800053646206 | Gallow Rig | - | 4209.3 | 0.05 | 0.05
628 | 628 | 1800053646181 | Polwhat Rig | - | 4172.38 | 0.05 | 0.05
624 | 624 | 1800054738276 | Greendykeside | - | 3731.55 | 0.05 | 0.05
630 | 630 | 1800053647246 | Dun Law | - | - | - | -
631 | 631 | 1800053647200 | EPR Scotland Ltd | - | - | - | -
632 | 632 | 1800053648036 | Bowbeat (Emly Bank) | - | - | - | -
633 | 633 | 1800053648054 | Bowbeat (Roughsidehill) | - | - | - | -
634 | 634 | 1800053647399 | Harehill | - | - | - | -
635 | 635 | 1800053647627 | Shanks & McEwan 3&4 | - | - | - | -
636 | 636 | 1800053647645 | Shanks & McEwan 5 | - | - | - | -
637 | 637 | 1800053653852 | Crystal Rig | - | - | - | -
638 | 638 | 1800053694440 | Haupland Muir (Ardrossan) | - | 213.48 | 0.05 | 0.05
639 | 639 | 1800053950958 | Wetherhill | - | - | - | -
640 | 640 | 1800053883993 | Artfield WF | - | - | - | - | See Annex 6
641 | 641 | 1800054152991 | Wardlaw Wood | - | - | - | -
642 | 642 | 1800054198374 | Earlsburn | - | - | - | -
643 | 643 | 1800054244598 | Blackhill | - | 22685.63 | 0.05 | 0.05
MSID 8183 | MSID 8183 | MSID 8183 | Dalswinton | - | - | - | -
645 | 645 | 1800054498480 | Steven's Croft Biomass | - | - | - | -
650 | 650 | 1800060251881 | Longpark | - | 20524.58 | 0.05 | 0.05
696 | 696 | 1800060642711 | Calder Water WF | - | 27477.16 | 0.05 | 0.05
654 | 654 | 1800053946507 | Lafarge UK | - | - | - | -
655 | 655 | 1800060241313 | Pateshill | - | 1272.56 | 0.05 | 0.05 | See Annex 6
666 | 666 | 1800060852049 | Gevens Wind Farm | - | 5134.33 | 0.05 | 0.05
663 | 663 | 1800060207447 | North Rhins | - | 8908.32 | 0.05 | 0.05
698 | 698 | 1800060709047 | Tod Hills Windfarm | - | 8230.97 | 0.05 | 0.05
670 | 670 | 1800060877293 | Hoprigshiels | - | 13122.77 | 0.05 | 0.05
664 | 664 | 1800060809034 | MuirHall Extension II WF | - | 4775.4 | 0.05 | 0.05
706 | 706 | 1800060749670 | Polmadie (Waste energy A) | - | 4956.48 | 0.05 | 0.05
673 | 673 | 1800060450490 | Millour Hill | - | 14894.93 | 0.05 | 0.05
674 | 674 | 1800060441399 | Glenkerie | - | 14844.13 | 0.05 | 0.05
675 | 675 | 1800060450533 | Kelburn (A) | - | 8828.47 | 0.05 | 0.05 | See Annex 6
676 | 676 | 1800060450551 | Kelburn (B) | - | 8828.47 | 0.05 | 0.05 | See Annex 6
677 | 677 | 1800060450515 | Little Raith | - | 5334.32 | 0.05 | 0.05 | See Annex 6
678 | 678 | 1800060445659 | Drone Hill | - | 26295.81 | 0.05 | 0.05
680 | 680 | 1800060845821 | Pearie Law Wind Farm | - | 15935.82 | 0.05 | 0.05
701 | 701 | 1800060673231 | Earlseat WF | - | 12034.91 | 0.05 | 0.05
702 | 702 | 1800060740297 | Dungavel WF | - | 31667.55 | 0.05 | 0.05
687 | 687 | 1800060769747 | Burnhead Bathgate WF | - | 4275.71 | 0.05 | 0.05
679 | 679 | 1800060683709 | Ardoch & Over Enoch WF | - | 11647.13 | 0.05 | 0.05
MSID 8732 | MSID 8732 | MSID 8732 | Glenchamber | - | 14492.4 | 0.05 | 0.05
708 | 708 | 1800060819282 | Penmansheill | - | 35880.37 | 0.05 | 0.05
668 | 668 | 1800060863732 | Tormywheel | - | 10354.87 | 0.05 | 0.05
669 | 669 | 1800060872764 | Quixwood Wind Farm | - | 27058.24 | 0.05 | 0.05
MSID 8334 | MSID 8334 | MSID 8334 | Markinch | - | 21669.1 | 0.05 | 0.05
MSID 8339 | MSID 8339 | MSID 8339 | Harehill Extension | - | 8437.28 | 0.05 | 0.05
MSID 8340 | MSID 8340 | MSID 8340 | Aries | - | 13279.68 | 0.05 | 0.05
MSID 8341 | MSID 8341 | MSID 8341 | Andershaw WF | - | 26202.86 | 0.05 | 0.05
MSID 8347 | MSID 8347 | MSID 8347 | Assel Valley | - | 47580.43 | 0.05 | 0.05
MSID 8348 | MSID 8348 | MSID 8348 | Auchrobert | - | 15816.45 | 0.05 | 0.05
MSID 8349 | MSID 8349 | MSID 8349 | Harburnhead | - | 10828.81 | 0.05 | 0.05
755 | 755 | 1800053646224 | Bonnington Power Station | - | 392.56 | 0.05 | 0.05
750 | 750 | 1800060586926 | Cathkin Braes Wind Farm | - | 5573.54 | 0.05 | 0.05 | See Annex 6
752 | 752 | 1800060614741 | Torrance WF | - | 7146.27 | 0.05 | 0.05
754 | 754 | 1800060613552 | Scottish Enterprise (Samsung WTTF) | - | 5382.21 | 0.05 | 0.05
756 | 756 | 1800060709029 | Torrance Windfarm Extension | - | 7225.32 | 0.05 | 0.05
648 | 648 | 1800060904929 | Craigannet | - | 2999.81 | 0.05 | 0.05
MSID 8366 | MSID 8366 | MSID 8366 | Solwaybank | - | 21079.68 | 0.05 | 0.05 | See Annex 6
710 | 710 | 1800060963669 | Millerhill EFW | -0.01 | 6734.7 | 0.05 | 0.05
MSID 8360 | MSID 8360 | MSID 8360 | Broxburn ESS | - | 1523.71 | 0.05 | 0.05
686 | 686 |  | Sneddon Law WF | - | 29221.83 | 0.05 | 0.05
TBA 18B | TBA 18B | TBA 18B | Roaring Hill ESS | - | 1872.57 | 0.05 | 0.05
TBA 2B | TBA 2B | TBA 2B | Redhouse Energy Storage site (ESS) | -1.274 | 819.09 | 0.05 | 0.05 | See Annex 6
713 | 713 | 1800061106759 | Inverclyde Windfarm | - | 1091.48 | 0.05 | 0.05
TBA 6B | TBA 6B | TBA 6B | Harelaw Gas | - | 718.27 | 0.05 | 0.05
TBA 13B | TBA 13B | TBA 13B | Byers Brae Battery Storage | - | 705.98 | 0.05 | 0.05
711 | 711 | 1800061084510 | Netherton Gas | - | 3893.01 | 0.05 | 0.05 | Updated 24/11/21
712 | 712 | 1800061084430 | Carbrain Gas | - | 3281.52 | 0.05 | 0.05 | Updated 24/11/21
TBA 16B | TBA 16B | TBA 16B | Leven Gas Generation | - | 3275.13 | 0.05 | 0.05 | Updated 24/11/21
714 | 714 | 1800061114397 | Carmuirs Gas | -0.854 | 3423.8 | 0.05 | 0.05
TBA 3B | TBA 3B | TBA 3B | Abercorn Street | - | 5504.49 | 0.05 | 0.05
697 | 697 | 1800060630637 | GSK Irvine | - | 6084.96 | 0.05 | 0.05 | See Annex 6
TBA 7B | TBA 7B | TBA 7B | Nether Farm | - | 2682.54 | 0.05 | 0.05
TBA 8B | TBA 8B |  | Calachem RDF CHP Plant | - | 6626.64 | 0.05 | 0.05
TBA 9B | TBA 9B | TBA 9B | East Mains Gas | - | 1349.78 | 0.05 | 0.05
TBA 14B | TBA 14B | TBA 14B | Drumcross ESS | - | 2391.8 | 0.05 | 0.05 | Updated 24/11/21
TBA 15B | TBA 15B | TBA 15B | Easter Drumclair WF | - | 5585.45 | 0.05 | 0.05
TBA 17B | TBA 17B | TBA 17B | Camilla Farm ESS | - | 2434.55 | 0.05 | 0.05 | Updated 24/11/21
TBA 10B | TBA 10B | TBA 10B | Nairn Road Alpha | - | 1058.2 | 0.05 | 0.05
TBA 11B | TBA 11B | TBA 11B | Nairn Road Bravo | - | 1288.25 | 0.05 | 0.05
TBA 12B | TBA 12B | TBA 12B | Southrigg 2 WF | - | 6265.76 | 0.05 | 0.05
TBA 1B | TBA 1B | TBA 1B | Abbotshaugh Reserve Power Facility | - | 1840.76 | 0.05 | 0.05 | Updated 24/11/21

## Annex 3 Preserved charges
Back to Overview
SP Distribution - Effective from 1 April 2022 - Final LV and HV tariffs
Supercustomer preserved charges/additional LLFCs
| Closed LLFCs | PCs | Red/black unit charge p/kWh | Amber/yellow unit charge p/kWh | Green unit charge p/kWh | Fixed charge p/MPAN/day
Domestic Aggregated (Related MPAN) | 130, 134, 135 | 2 | 8.501 | 0.962 | 0.019
Non-Domestic Aggregated No Residual | 201, 204, 221, 260, 280, 200, 202, 203, 220, 222, 400, 401, 402 | 3, 4 or 5-8 | 10.706 | 1.212 | 0.024 | 6.37
Non-Domestic Aggregated Band 1 | 201, 204, 221, 260, 280, 200, 202, 203, 220, 222, 400, 401, 402 | 0, 3, 4, 5-8 | 10.706 | 1.212 | 0.024 | 11.11
Non-Domestic Aggregated Band 2 | 201, 204, 221, 260, 280, 200, 202, 203, 220, 222, 400, 401, 402 | 0, 3, 4, 5-8 | 10.706 | 1.212 | 0.024 | 32.32
Non-Domestic Aggregated Band 3 | 201, 204, 221, 260, 280, 200, 202, 203, 220, 222, 400, 401, 402 | 0, 3, 4, 5-8 | 10.706 | 1.212 | 0.024 | 71.14
Non-Domestic Aggregated Band 4 | 201, 204, 221, 260, 280, 200, 202, 203, 220, 222, 400, 401, 402 | 0, 3, 4, 5-8 | 10.706 | 1.212 | 0.024 | 209.3
Non-Domestic Aggregated (related MPAN) | 223, 242, 243, 245, 246 | 3 or 4 | 10.706 | 1.212 | 0.024
Unmetered Supplies | 904, 905, 906, 907, 908, 909 | 0, 1 or 8 | 21.869 | 2.649 | 1.788
Notes: | Unit time periods are as specified in the SSC.
SP Manweb uses a default tariff for invalid settlement combinations these will be charged at the Domestic Aggregated Unrestricted Rates. The Domestic and Non-Domestic Aggregated (related MPAN) tariffs are supplementary to a standard published tariff and therefore only available under these conditions. Preserved tariffs are only available to existing supplies, subject to certain conditions: a) Suppliers may not normally transfer a meter point from one preserved tariff to another preserved tariff; b) If a supply under a preserved tariff should cease, other than on change of tenancy, the preserved tariff may not normally be restored; c) Any additional load requried to be supplied on the preserved tariff must be within the existing supply capacity.
Site Specific preserved charges/additional LLFCs
| Closed LLFCs | PCs | Red/black unit charge p/kWh | Amber/yellow unit charge p/kWh | Green unit charge p/kWh | Fixed charge p/MPAN/day | Capacity charge p/kVA/day | Exceeded capacity charge p/kVA/day | Reactive power charge p/kVArh
LV Site Specific No Residual | 500, 502, 504 | 0 | 6.926 | 0.75 | 0.014 | 25.01
LV Site Specific Band 1 | 500, 502, 504 | 0 | 6.926 | 0.75 | 0.014 | 343.29
LV Site Specific Band 2 | 500, 502, 504 | 0 | 6.926 | 0.75 | 0.014 | 684.83
LV Site Specific Band 3 | 500, 502, 504 | 0 | 6.926 | 0.75 | 0.014 | 1126.71
LV Site Specific Band 4 | 500, 502, 504 | 0 | 6.926 | 0.75 | 0.014 | 2465.99
LV Sub Site Specific No Residual | 506, 507, 508 | 0 | 4.073 | 0.383 | 0.005 | 8.85
LV Sub Site Specific Band 1 | 506, 507, 508 | 0 | 4.073 | 0.383 | 0.005 | 327.13
LV Sub Site Specific Band 2 | 506, 507, 508 | 0 | 4.073 | 0.383 | 0.005 | 668.67
LV Sub Site Specific Band 3 | 506, 507, 508 | 0 | 4.073 | 0.383 | 0.005 | 1110.54
LV Sub Site Specific Band 4 | 506, 507, 508 | 0 | 4.073 | 0.383 | 0.005 | 2449.83
HV Site Specific No Residual | 501, 505, 503 | 0 | 3.029 | 0.262 | 0.003 | 133.52
HV Site Specific Band 1 | 501, 505, 503 | 0 | 3.029 | 0.262 | 0.003 | 1603.45
HV Site Specific Band 2 | 501, 505, 503 | 0 | 3.029 | 0.262 | 0.003 | 6317.4
HV Site Specific Band 3 | 501, 505, 503 | 0 | 3.029 | 0.262 | 0.003 | 12641.26
HV Site Specific Band 4 | 501, 505, 503 | 0 | 3.029 | 0.262 | 0.003 | 31562.57
Notes: | Time periods
As detailed in Annex 1
All times are UK clock-time.
Preserved tariffs are only available to existing supplies, subject to certain conditions: a) Suppliers may not normally transfer a meter point from one preserved tariff to another preserved tariff; b) If a supply under a preserved tariff should cease, other than on change of tenancy, the preserved tariff may not normally be restored; c) Any additional load requried to be supplied on the preserved tariff must be within the existing supply capacity.

## Annex 4 LDNO charges
Back to Overview | Copy from CDCM table 3701 "Tariffs!A42:I84" and paste values into A14 |  |  |  | Copy from EDCM table 6005 "LDNORev!B549:G683" and paste values into D57
SP Distribution - Effective from 1 April 2022 - Final LDNO tariffs | [9 empty] | 1
1
Time Bands for LV and HV Designated Properties |  |  |  |  | Time Bands for Unmetered Properties |  |  |  |  | 1
Time periods | Red Time Band | Amber Time Band | Green Time Band |  |  |  | Black Time Band | Yellow Time Band | Green Time Band | 1
Monday to Friday (Including Bank Holidays) All Year | 16.30 - 19.30 | 08.00 - 16.30 19.30 - 22.30 | 00.00 - 08.00 22.30 - 00.00 |  | Monday to Friday (Including Bank Holidays) June to August Inclusive |  |  | 08.00 - 22.30 | 00.00 - 08.00 22.30 - 00.00 | 1
Saturday and Sunday All Year |  | 16.00 - 20.00 | 00.00 - 16.00 20.00 - 00.00 |  | Monday to Friday (Including Bank Holidays) November to February Inclusive |  | 16.30 - 19.30 | 08.00 - 16.30 19.30 - 22.30 | 00.00 - 08.00 22.30 - 00.00 | 1
Notes | All the above times are in UK Clock time |  |  |  | Monday to Friday (Including Bank Holidays) March to May, & September to October, Inclusive |  |  | 08.00 - 22.30 | 00.00 - 08.00 22.30 - 00.00 | 1
[5 empty] | Saturday and Sunday All year |  |  | 16.00 - 20.00 | 00:00-16:00 20:00-00:00 | 1
[5 empty] | Notes |  | All the above times are in UK Clock time |  |  | 1
1
1
Tariff name | Unique billing identifier | PCs | Red/black unit charge p/kWh | Amber/yellow unit charge p/kWh | Green unit charge p/kWh | Fixed charge p/MPAN/day | Capacity charge p/kVA/day | Exceeded capacity charge p/kVA/day | Reactive power charge p/kVArh | 1
LDNO LV: Domestic Aggregated with Residual |  |  | 5.173 | 0.585 | 0.012 | 20.18 |  |  |  | 1
LDNO LV: Domestic Aggregated (Related MPAN) |  |  | 5.173 | 0.585 | 0.012 |  |  |  |  | 1
LDNO LV: Non-Domestic Aggregated No Residual |  |  | 6.516 | 0.737 | 0.015 | 3.89 |  |  |  | 1
LDNO LV: Non-Domestic Aggregated Band 1 |  |  | 6.516 | 0.737 | 0.015 | 6.78 |  |  |  | 1
LDNO LV: Non-Domestic Aggregated Band 2 |  |  | 6.516 | 0.737 | 0.015 | 19.68 |  |  |  | 1
LDNO LV: Non-Domestic Aggregated Band 3 |  |  | 6.516 | 0.737 | 0.015 | 43.31 |  |  |  | 1
LDNO LV: Non-Domestic Aggregated Band 4 |  |  | 6.516 | 0.737 | 0.015 | 127.39 |  |  |  | 1
LDNO LV: Non-Domestic Aggregated (related MPAN) |  |  | 6.516 | 0.737 | 0.015 |  |  |  |  | 1
LDNO LV: LV Site Specific No Residual |  |  | 4.215 | 0.456 | 0.009 | 15.24 | 1.62 | 2.33 | 0.129 | 1
LDNO LV: LV Site Specific Band 1 |  |  | 4.215 | 0.456 | 0.009 | 208.94 | 1.62 | 2.33 | 0.129 | 1
LDNO LV: LV Site Specific Band 2 |  |  | 4.215 | 0.456 | 0.009 | 416.79 | 1.62 | 2.33 | 0.129 | 1
LDNO LV: LV Site Specific Band 3 |  |  | 4.215 | 0.456 | 0.009 | 685.71 | 1.62 | 2.33 | 0.129 | 1
LDNO LV: LV Site Specific Band 4 |  |  | 4.215 | 0.456 | 0.009 | 1500.78 | 1.62 | 2.33 | 0.129 | 1
LDNO LV: Unmetered Supplies |  |  | 13.309 | 1.612 | 1.088 |  |  |  |  | 1
LDNO LV: LV Generation Aggregated |  |  | -6.3 | -0.713 | -0.014 | - |  |  |  | 1
LDNO LV: LV Generation Site Specific |  |  | -6.3 | -0.713 | -0.014 | - |  |  | 0.191 | 1
LDNO HV: Domestic Aggregated with Residual |  |  | 3.433 | 0.389 | 0.008 | 16.55 |  |  |  | 1
LDNO HV: Domestic Aggregated (Related MPAN) |  |  | 3.433 | 0.389 | 0.008 |  |  |  |  | 1
LDNO HV: Non-Domestic Aggregated No Residual |  |  | 4.324 | 0.489 | 0.01 | 2.59 |  |  |  | 1
LDNO HV: Non-Domestic Aggregated Band 1 |  |  | 4.324 | 0.489 | 0.01 | 4.51 |  |  |  | 1
LDNO HV: Non-Domestic Aggregated Band 2 |  |  | 4.324 | 0.489 | 0.01 | 13.07 |  |  |  | 1
LDNO HV: Non-Domestic Aggregated Band 3 |  |  | 4.324 | 0.489 | 0.01 | 28.75 |  |  |  | 1
LDNO HV: Non-Domestic Aggregated Band 4 |  |  | 4.324 | 0.489 | 0.01 | 84.55 |  |  |  | 1
LDNO HV: Non-Domestic Aggregated (related MPAN) |  |  | 4.324 | 0.489 | 0.01 |  |  |  |  | 1
LDNO HV: LV Site Specific No Residual |  |  | 2.798 | 0.303 | 0.006 | 10.12 | 1.07 | 1.55 | 0.086 | 1
LDNO HV: LV Site Specific Band 1 |  |  | 2.798 | 0.303 | 0.006 | 138.67 | 1.07 | 1.55 | 0.086 | 1
LDNO HV: LV Site Specific Band 2 |  |  | 2.798 | 0.303 | 0.006 | 276.62 | 1.07 | 1.55 | 0.086 | 1
LDNO HV: LV Site Specific Band 3 |  |  | 2.798 | 0.303 | 0.006 | 455.09 | 1.07 | 1.55 | 0.086 | 1
LDNO HV: LV Site Specific Band 4 |  |  | 2.798 | 0.303 | 0.006 | 996.02 | 1.07 | 1.55 | 0.086 | 1
LDNO HV: LV Sub Site Specific No Residual |  |  | 2.708 | 0.254 | 0.003 | 5.9 | 3.19 | 3.63 | 0.074 | 1
LDNO HV: LV Sub Site Specific Band 1 |  |  | 2.708 | 0.254 | 0.003 | 217.5 | 3.19 | 3.63 | 0.074 | 1
LDNO HV: LV Sub Site Specific Band 2 |  |  | 2.708 | 0.254 | 0.003 | 444.57 | 3.19 | 3.63 | 0.074 | 1
LDNO HV: LV Sub Site Specific Band 3 |  |  | 2.708 | 0.254 | 0.003 | 738.34 | 3.19 | 3.63 | 0.074 | 1
LDNO HV: LV Sub Site Specific Band 4 |  |  | 2.708 | 0.254 | 0.003 | 1628.74 | 3.19 | 3.63 | 0.074 | 1
LDNO HV: HV Site Specific No Residual |  |  | 2.313 | 0.2 | 0.002 | 101.95 | 4.05 | 4.96 | 0.059 | 1
LDNO HV: HV Site Specific Band 1 |  |  | 2.313 | 0.2 | 0.002 | 1224.25 | 4.05 | 4.96 | 0.059 | 1
LDNO HV: HV Site Specific Band 2 |  |  | 2.313 | 0.2 | 0.002 | 4823.37 | 4.05 | 4.96 | 0.059 | 1
LDNO HV: HV Site Specific Band 3 |  |  | 2.313 | 0.2 | 0.002 | 9651.67 | 4.05 | 4.96 | 0.059 | 1
LDNO HV: HV Site Specific Band 4 |  |  | 2.313 | 0.2 | 0.002 | 24098.17 | 4.05 | 4.96 | 0.059 | 1
LDNO HV: Unmetered Supplies |  |  | 8.833 | 1.07 | 0.722 |  |  |  |  | 1
LDNO HV: LV Generation Aggregated |  |  | -6.3 | -0.713 | -0.014 | - |  |  |  | 1
LDNO HV: LV Sub Generation Aggregated |  |  | -5.55 | -0.614 | -0.012 | - |  |  |  | 1
LDNO HV: LV Generation Site Specific |  |  | -6.3 | -0.713 | -0.014 | - |  |  | 0.191 | 1
LDNO HV: LV Sub Generation Site Specific |  |  | -5.55 | -0.614 | -0.012 | - |  |  | 0.168 | 1
LDNO HV: HV Generation Site Specific |  |  | -3.601 | -0.337 | -0.004 | - |  |  | 0.14 | 1
LDNO HVplus: Domestic Aggregated with Residual |  |  | 2.014 | 0.228 | 0.005 | 13.59 |  |  |  | 2
LDNO HVplus: Domestic Aggregated (Related MPAN) |  |  | 2.014 | 0.228 | 0.005 | - |  |  |  | 2
LDNO HVplus: Non-Domestic Aggregated No Residual |  |  | 2.537 | 0.287 | 0.006 | 1.53 |  |  |  | 2
LDNO HVplus: Non-Domestic Aggregated Band 1 |  |  | 2.537 | 0.287 | 0.006 | 2.66 |  |  |  | 2
LDNO HVplus: Non-Domestic Aggregated Band 2 |  |  | 2.537 | 0.287 | 0.006 | 7.68 |  |  |  | 2
LDNO HVplus: Non-Domestic Aggregated Band 3 |  |  | 2.537 | 0.287 | 0.006 | 16.88 |  |  |  | 2
LDNO HVplus: Non-Domestic Aggregated Band 4 |  |  | 2.537 | 0.287 | 0.006 | 49.62 |  |  |  | 2
LDNO HVplus: Non-Domestic Aggregated (related MPAN) |  |  | 2.537 | 0.287 | 0.006 |  |  |  |  | 2
LDNO HVplus: LV Site Specific No Residual |  |  | 1.641 | 0.178 | 0.003 | 5.95 | 0.63 | 0.91 | 0.05 | 2
LDNO HVplus: LV Site Specific Band 1 |  |  | 1.641 | 0.178 | 0.003 | 81.38 | 0.63 | 0.91 | 0.05 | 2
LDNO HVplus: LV Site Specific Band 2 |  |  | 1.641 | 0.178 | 0.003 | 162.31 | 0.63 | 0.91 | 0.05 | 2
LDNO HVplus: LV Site Specific Band 3 |  |  | 1.641 | 0.178 | 0.003 | 267.02 | 0.63 | 0.91 | 0.05 | 2
LDNO HVplus: LV Site Specific Band 4 |  |  | 1.641 | 0.178 | 0.003 | 584.38 | 0.63 | 0.91 | 0.05 | 2
LDNO HVplus: LV Sub Site Specific No Residual |  |  | 1.543 | 0.145 | 0.002 | 3.38 | 1.82 | 2.07 | 0.042 | 2
LDNO HVplus: LV Sub Site Specific Band 1 |  |  | 1.543 | 0.145 | 0.002 | 123.98 | 1.82 | 2.07 | 0.042 | 2
LDNO HVplus: LV Sub Site Specific Band 2 |  |  | 1.543 | 0.145 | 0.002 | 253.4 | 1.82 | 2.07 | 0.042 | 2
LDNO HVplus: LV Sub Site Specific Band 3 |  |  | 1.543 | 0.145 | 0.002 | 420.85 | 1.82 | 2.07 | 0.042 | 2
LDNO HVplus: LV Sub Site Specific Band 4 |  |  | 1.543 | 0.145 | 0.002 | 928.35 | 1.82 | 2.07 | 0.042 | 2
LDNO HVplus: HV Site Specific No Residual |  |  | 1.304 | 0.113 | 0.001 | 57.51 | 2.28 | 2.8 | 0.033 | 2
LDNO HVplus: HV Site Specific Band 1 |  |  | 1.304 | 0.113 | 0.001 | 690.49 | 2.28 | 2.8 | 0.033 | 2
LDNO HVplus: HV Site Specific Band 2 |  |  | 1.304 | 0.113 | 0.001 | 2720.39 | 2.28 | 2.8 | 0.033 | 2
LDNO HVplus: HV Site Specific Band 3 |  |  | 1.304 | 0.113 | 0.001 | 5443.54 | 2.28 | 2.8 | 0.033 | 2
LDNO HVplus: HV Site Specific Band 4 |  |  | 1.304 | 0.113 | 0.001 | 13591.35 | 2.28 | 2.8 | 0.033 | 2
LDNO HVplus: Unmetered Supplies |  |  | 5.182 | 0.628 | 0.424 |  |  |  |  | 2
LDNO HVplus: LV Generation Aggregated |  |  | -2.387 | -0.27 | -0.005 | - |  |  |  | 2
LDNO HVplus: LV Sub Generation Aggregated |  |  | -2.39 | -0.264 | -0.005 | - |  |  |  | 2
LDNO HVplus: LV Generation Site Specific |  |  | -2.387 | -0.27 | -0.005 | - |  |  | 0.072 | 2
LDNO HVplus: LV Sub Generation Site Specific |  |  | -2.39 | -0.264 | -0.005 | - |  |  | 0.072 | 2
LDNO HVplus: HV Generation Site Specific |  |  | -3.601 | -0.337 | -0.004 | 97.47 |  |  | 0.14 | 2
LDNO EHV: Domestic Aggregated with Residual |  |  | 0.981 | 0.111 | 0.002 | 11.43 |  |  |  | 2
LDNO EHV: Domestic Aggregated (Related MPAN) |  |  | 0.981 | 0.111 | 0.002 |  |  |  |  | 2
LDNO EHV: Non-Domestic Aggregated No Residual |  |  | 1.236 | 0.14 | 0.003 | 0.77 |  |  |  | 2
LDNO EHV: Non-Domestic Aggregated Band 1 |  |  | 1.236 | 0.14 | 0.003 | 1.31 |  |  |  | 2
LDNO EHV: Non-Domestic Aggregated Band 2 |  |  | 1.236 | 0.14 | 0.003 | 3.76 |  |  |  | 2
LDNO EHV: Non-Domestic Aggregated Band 3 |  |  | 1.236 | 0.14 | 0.003 | 8.24 |  |  |  | 2
LDNO EHV: Non-Domestic Aggregated Band 4 |  |  | 1.236 | 0.14 | 0.003 | 24.19 |  |  |  | 2
LDNO EHV: Non-Domestic Aggregated (related MPAN) |  |  | 1.236 | 0.14 | 0.003 |  |  |  |  | 2
LDNO EHV: LV Site Specific No Residual |  |  | 0.8 | 0.087 | 0.002 | 2.92 | 0.31 | 0.44 | 0.025 | 2
LDNO EHV: LV Site Specific Band 1 |  |  | 0.8 | 0.087 | 0.002 | 39.66 | 0.31 | 0.44 | 0.025 | 2
LDNO EHV: LV Site Specific Band 2 |  |  | 0.8 | 0.087 | 0.002 | 79.09 | 0.31 | 0.44 | 0.025 | 2
LDNO EHV: LV Site Specific Band 3 |  |  | 0.8 | 0.087 | 0.002 | 130.1 | 0.31 | 0.44 | 0.025 | 2
LDNO EHV: LV Site Specific Band 4 |  |  | 0.8 | 0.087 | 0.002 | 284.72 | 0.31 | 0.44 | 0.025 | 2
LDNO EHV: LV Sub Site Specific No Residual |  |  | 0.752 | 0.071 | 0.001 | 1.66 | 0.89 | 1.01 | 0.021 | 2
LDNO EHV: LV Sub Site Specific Band 1 |  |  | 0.752 | 0.071 | 0.001 | 60.42 | 0.89 | 1.01 | 0.021 | 2
LDNO EHV: LV Sub Site Specific Band 2 |  |  | 0.752 | 0.071 | 0.001 | 123.47 | 0.89 | 1.01 | 0.021 | 2
LDNO EHV: LV Sub Site Specific Band 3 |  |  | 0.752 | 0.071 | 0.001 | 205.04 | 0.89 | 1.01 | 0.021 | 2
LDNO EHV: LV Sub Site Specific Band 4 |  |  | 0.752 | 0.071 | 0.001 | 452.29 | 0.89 | 1.01 | 0.021 | 2
LDNO EHV: HV Site Specific No Residual |  |  | 0.635 | 0.055 | 0.001 | 28.04 | 1.11 | 1.36 | 0.016 | 2
LDNO EHV: HV Site Specific Band 1 |  |  | 0.635 | 0.055 | 0.001 | 336.41 | 1.11 | 1.36 | 0.016 | 2
LDNO EHV: HV Site Specific Band 2 |  |  | 0.635 | 0.055 | 0.001 | 1325.33 | 1.11 | 1.36 | 0.016 | 2
LDNO EHV: HV Site Specific Band 3 |  |  | 0.635 | 0.055 | 0.001 | 2652 | 1.11 | 1.36 | 0.016 | 2
LDNO EHV: HV Site Specific Band 4 |  |  | 0.635 | 0.055 | 0.001 | 6621.44 | 1.11 | 1.36 | 0.016 | 2
LDNO EHV: Unmetered Supplies |  |  | 2.525 | 0.306 | 0.206 |  |  |  |  | 2
LDNO EHV: LV Generation Aggregated |  |  | -1.163 | -0.132 | -0.003 | - |  |  |  | 2
LDNO EHV: LV Sub Generation Aggregated |  |  | -1.164 | -0.129 | -0.003 | - |  |  |  | 2
LDNO EHV: LV Generation Site Specific |  |  | -1.163 | -0.132 | -0.003 | - |  |  | 0.035 | 2
LDNO EHV: LV Sub Generation Site Specific |  |  | -1.164 | -0.129 | -0.003 | - |  |  | 0.035 | 2
LDNO EHV: HV Generation Site Specific |  |  | -1.754 | -0.164 | -0.002 | 47.49 |  |  | 0.068 | 2
LDNO 132kV/EHV: Domestic Aggregated with Residual |  |  | 0.18 | 0.02 |  | 9.75 |  |  |  | 2
LDNO 132kV/EHV: Domestic Aggregated (Related MPAN) |  |  | 0.18 | 0.02 | [5 empty] | 2
LDNO 132kV/EHV: Non-Domestic Aggregated No Residual |  |  | 0.226 | 0.026 | 0.001 | 0.17 |  |  |  | 3
LDNO 132kV/EHV: Non-Domestic Aggregated Band 1 |  |  | 0.226 | 0.026 | 0.001 | 0.27 |  |  |  | 3
LDNO 132kV/EHV: Non-Domestic Aggregated Band 2 |  |  | 0.226 | 0.026 | 0.001 | 0.72 |  |  |  | 3
LDNO 132kV/EHV: Non-Domestic Aggregated Band 3 |  |  | 0.226 | 0.026 | 0.001 | 1.54 |  |  |  | 3
LDNO 132kV/EHV: Non-Domestic Aggregated Band 4 |  |  | 0.226 | 0.026 | 0.001 | 4.46 |  |  |  | 3
LDNO 132kV/EHV: Non-Domestic Aggregated (related MPAN) |  |  | 0.226 | 0.026 | 0.001 |  |  |  |  | 3
LDNO 132kV/EHV: LV Site Specific No Residual |  |  | 0.146 | 0.016 |  | 0.56 | 0.06 | 0.08 | 0.004 | 3
LDNO 132kV/EHV: LV Site Specific Band 1 |  |  | 0.146 | 0.016 |  | 7.29 | 0.06 | 0.08 | 0.004 | 3
LDNO 132kV/EHV: LV Site Specific Band 2 |  |  | 0.146 | 0.016 |  | 14.51 | 0.06 | 0.08 | 0.004 | 3
LDNO 132kV/EHV: LV Site Specific Band 3 |  |  | 0.146 | 0.016 |  | 23.85 | 0.06 | 0.08 | 0.004 | 3
LDNO 132kV/EHV: LV Site Specific Band 4 |  |  | 0.146 | 0.016 |  | 52.15 | 0.06 | 0.08 | 0.004 | 3
LDNO 132kV/EHV: LV Sub Site Specific No Residual |  |  | 0.138 | 0.013 |  | 0.33 | 0.16 | 0.18 | 0.004 | 3
LDNO 132kV/EHV: LV Sub Site Specific Band 1 |  |  | 0.138 | 0.013 |  | 11.09 | 0.16 | 0.18 | 0.004 | 3
LDNO 132kV/EHV: LV Sub Site Specific Band 2 |  |  | 0.138 | 0.013 |  | 22.63 | 0.16 | 0.18 | 0.004 | 3
LDNO 132kV/EHV: LV Sub Site Specific Band 3 |  |  | 0.138 | 0.013 |  | 37.57 | 0.16 | 0.18 | 0.004 | 3
LDNO 132kV/EHV: LV Sub Site Specific Band 4 |  |  | 0.138 | 0.013 |  | 82.83 | 0.16 | 0.18 | 0.004 | 3
LDNO 132kV/EHV: HV Site Specific No Residual |  |  | 0.116 | 0.01 |  | 5.16 | 0.2 | 0.25 | 0.003 | 3
LDNO 132kV/EHV: HV Site Specific Band 1 |  |  | 0.116 | 0.01 |  | 61.62 | 0.2 | 0.25 | 0.003 | 3
LDNO 132kV/EHV: HV Site Specific Band 2 |  |  | 0.116 | 0.01 |  | 242.66 | 0.2 | 0.25 | 0.003 | 3
LDNO 132kV/EHV: HV Site Specific Band 3 |  |  | 0.116 | 0.01 |  | 485.54 | 0.2 | 0.25 | 0.003 | 3
LDNO 132kV/EHV: HV Site Specific Band 4 |  |  | 0.116 | 0.01 |  | 1212.25 | 0.2 | 0.25 | 0.003 | 3
LDNO 132kV/EHV: Unmetered Supplies |  |  | 0.462 | 0.056 | 0.038 |  |  |  |  | 3
LDNO 132kV/EHV: LV Generation Aggregated |  |  | -0.213 | -0.024 |  | - |  |  |  | 3
LDNO 132kV/EHV: LV Sub Generation Aggregated |  |  | -0.213 | -0.024 |  | - |  |  |  | 3
LDNO 132kV/EHV: LV Generation Site Specific |  |  | -0.213 | -0.024 |  | - |  |  | 0.006 | 3
LDNO 132kV/EHV: LV Sub Generation Site Specific |  |  | -0.213 | -0.024 |  | - |  |  | 0.006 | 3
LDNO 132kV/EHV: HV Generation Site Specific |  |  | -0.321 | -0.03 |  | 8.69 |  |  | 0.012 | 3
LDNO 132kV: Domestic Aggregated with Residual | [5 empty] | 9.38 |  |  |  | 3
LDNO 132kV: Domestic Aggregated (Related MPAN) | [9 empty] | 3
LDNO 132kV: Non-Domestic Aggregated No Residual | [5 empty] | 0.03 |  |  |  | 3
LDNO 132kV: Non-Domestic Aggregated Band 1 | [5 empty] | 0.03 |  |  |  | 3
LDNO 132kV: Non-Domestic Aggregated Band 2 | [5 empty] | 0.03 |  |  |  | 3
LDNO 132kV: Non-Domestic Aggregated Band 3 | [5 empty] | 0.03 |  |  |  | 3
LDNO 132kV: Non-Domestic Aggregated Band 4 | [5 empty] | 0.03 |  |  |  | 3
LDNO 132kV: Non-Domestic Aggregated (related MPAN) | [9 empty] | 3
LDNO 132kV: LV Site Specific No Residual | [5 empty] | 0.03 |  |  |  | 3
LDNO 132kV: LV Site Specific Band 1 | [5 empty] | 0.03 |  |  |  | 3
LDNO 132kV: LV Site Specific Band 2 | [5 empty] | 0.03 |  |  |  | 3
LDNO 132kV: LV Site Specific Band 3 | [5 empty] | 0.03 |  |  |  | 3
LDNO 132kV: LV Site Specific Band 4 | [5 empty] | 0.03 |  |  |  | 3
LDNO 132kV: LV Sub Site Specific No Residual | [5 empty] | 0.03 |  |  |  | 3
LDNO 132kV: LV Sub Site Specific Band 1 | [5 empty] | 0.03 |  |  |  | 3
LDNO 132kV: LV Sub Site Specific Band 2 | [5 empty] | 0.03 |  |  |  | 3
LDNO 132kV: LV Sub Site Specific Band 3 | [5 empty] | 0.03 |  |  |  | 3
LDNO 132kV: LV Sub Site Specific Band 4 | [5 empty] | 0.03 |  |  |  | 3
LDNO 132kV: HV Site Specific No Residual | [5 empty] | 0.03 |  |  |  | 3
LDNO 132kV: HV Site Specific Band 1 | [5 empty] | 0.03 |  |  |  | 3
LDNO 132kV: HV Site Specific Band 2 | [5 empty] | 0.03 |  |  |  | 3
LDNO 132kV: HV Site Specific Band 3 | [5 empty] | 0.03 |  |  |  | 3
LDNO 132kV: HV Site Specific Band 4 | [5 empty] | 0.03 |  |  |  | 3
LDNO 132kV: Unmetered Supplies | [9 empty] | 3
LDNO 132kV: LV Generation Aggregated | [5 empty] | - |  |  |  | 3
LDNO 132kV: LV Sub Generation Aggregated | [5 empty] | - |  |  |  | 3
LDNO 132kV: LV Generation Site Specific | [5 empty] | - |  |  |  | 3
LDNO 132kV: LV Sub Generation Site Specific | [5 empty] | - |  |  |  | 3
LDNO 132kV: HV Generation Site Specific | [5 empty] | - |  |  |  | 3
LDNO 0000: Domestic Aggregated with Residual |  |  | - | - | - | 9.38 |  |  |  | 3
LDNO 0000: Domestic Aggregated (Related MPAN) |  |  | - | - | - |  |  |  |  | 3
LDNO 0000: Non-Domestic Aggregated No Residual |  |  | - | - | - | 0.03 |  |  |  | 3
LDNO 0000: Non-Domestic Aggregated Band 1 |  |  | - | - | - | 0.03 |  |  |  | 3
LDNO 0000: Non-Domestic Aggregated Band 2 |  |  | - | - | - | 0.03 |  |  |  | 4
LDNO 0000: Non-Domestic Aggregated Band 3 |  |  | - | - | - | 0.03 |  |  |  | 4
LDNO 0000: Non-Domestic Aggregated Band 4 |  |  | - | - | - | 0.03 |  |  |  | 4
LDNO 0000: Non-Domestic Aggregated (related MPAN) |  |  | - | - | - |  |  |  |  | 4
LDNO 0000: LV Site Specific No Residual |  |  | - | - | - | 0.03 | - | - | - | 4
LDNO 0000: LV Site Specific Band 1 |  |  | - | - | - | 0.03 | - | - | - | 4
LDNO 0000: LV Site Specific Band 2 |  |  | - | - | - | 0.03 | - | - | - | 4
LDNO 0000: LV Site Specific Band 3 |  |  | - | - | - | 0.03 | - | - | - | 4
LDNO 0000: LV Site Specific Band 4 |  |  | - | - | - | 0.03 | - | - | - | 4
LDNO 0000: LV Sub Site Specific No Residual |  |  | - | - | - | 0.03 | - | - | - | 4
LDNO 0000: LV Sub Site Specific Band 1 |  |  | - | - | - | 0.03 | - | - | - | 4
LDNO 0000: LV Sub Site Specific Band 2 |  |  | - | - | - | 0.03 | - | - | - | 4
LDNO 0000: LV Sub Site Specific Band 3 |  |  | - | - | - | 0.03 | - | - | - | 4
LDNO 0000: LV Sub Site Specific Band 4 |  |  | - | - | - | 0.03 | - | - | - | 4
LDNO 0000: HV Site Specific No Residual |  |  | - | - | - | 0.03 | - | - | - | 4
LDNO 0000: HV Site Specific Band 1 |  |  | - | - | - | 0.03 | - | - | - | 4
LDNO 0000: HV Site Specific Band 2 |  |  | - | - | - | 0.03 | - | - | - | 4
LDNO 0000: HV Site Specific Band 3 |  |  | - | - | - | 0.03 | - | - | - | 4
LDNO 0000: HV Site Specific Band 4 |  |  | - | - | - | 0.03 | - | - | - | 4
LDNO 0000: Unmetered Supplies |  |  | - | - | - |  |  |  |  | 4
LDNO 0000: LV Generation Aggregated |  |  | - | - | - | - |  |  |  | 4
LDNO 0000: LV Sub Generation Aggregated |  |  | - | - | - | - |  |  |  | 4
LDNO 0000: LV Generation Site Specific |  |  | - | - | - | - |  |  | - | 4
LDNO 0000: LV Sub Generation Site Specific |  |  | - | - | - | - |  |  | - | 4
LDNO 0000: HV Generation Site Specific |  |  | - | - | - | - |  |  | - | 4

## Annex 5 LLFs
Back to Overview
This table has intentionally been left blank. The line loss factors that are approved by the BSC Panel for the applicable year and consequently published on the Elexon website will take precedence and be used in Settlement. This annex will be re-published once these values are available.
SP Distribution - Illustrative LLFs for year beginning 1 April 2022
Time periods | Period 1 | Period 2 | Period 3 | Period 4
| (Name 1) | (Name 2) | (Name 3) | (Name 4)
Monday to Friday March to October | 23:30 – 07:30 | 07:30 – 23:30
Monday to Friday November to February | 23:30 – 07:30 | 20:00 – 23:30 | 07:30 – 16:00 19:00 – 20:00 | 16:00 – 19:00
Saturday and Sunday All Year | 23:30 – 07:30 | 07:30 – 23:30
Notes | All the above times are in UK Clock time
Generic demand and generation LLFs
Metered voltage, respective periods and associated LLFCs
Metered voltage | Period 1 | Period 2 | Period 3 | Period 4 | Associated LLFC
Low-voltage network | 1.089 | 1.105 | 1.122 | 1.135 | 100, 101, 110, 111, 112, 113, 114, 115, 116, 117, 118, 119, 120, 121, 130, 132, 133, 134, 135, 136, 137, 160, 161, 162, 163, 164, 165, 166, 180, 200, 201, 202, 203, 204, 220, 221, 222, 223, 224, 225, 240, 241, 242, 243, 244, 245, 246, 260, 280,400, 402, 500, 502, 504, 603, 604, 607, 608, 781, 782, 783, 784, 785, 794, 795, 900, 901, 902, 903, 910 D00, D01, D02, D03, D04, G00, G01, G02, G03, G04, H00, H01, H02, H03, H04
Low-voltage substation | 1.045 | 1.044 | 1.046 | 1.048 | 506, 507, 508, 602, 609, 610, 796, 797, K00, K01, K02, K03, K04, L00, L01, L02, L03, L04
High-voltage network | 1.023 | 1.025 | 1.028 | 1.03 | 301, 401, 501, 503, 505, 599, 600, 601, 605, 606, 611, 612, 615, 616, 617, 798, 799 F00, F01, F02, F03, M00, M01, M02, M03, M04, N00, N01, N02, N03, N04
High-voltage substation | 1.013 | 1.013 | 1.013 | 1.013 | 310 - 340 inclusive 750 - 765 inclusive 862, 866, 867
33kV generic Import | 1.003 | 1.004 | 1.004 | 1.005
33kV generic Export | 1 | 1 | 1 | 1
132kV generic Import
132kV generic Export
EHV site specific LLFs
Demand
Site | Period 1 | Period 2 | Period 3 | Period 4 | Associated LLFC
Rhodders | 1.003 | 1.004 | 1.004 | 1.005 | 800
Minsca | 1.003 | 1.004 | 1.005 | 1.005 | 801
Bankend Rig | 1.003 | 1.004 | 1.005 | 1.005 | 802
Barlockhart Moor | 1.003 | 1.004 | 1.005 | 1.005 | 803
Blantyre Muir | 1.003 | 1.004 | 1.005 | 1.005 | 804
Hunterston WF | 1.003 | 1.004 | 1.004 | 1.005 | 805
Middleton Farm | 1.003 | 1.004 | 1.005 | 1.005 | 806
Neilston Community | 1.003 | 1.004 | 1.005 | 1.005 | 807
Garlaff Landfill | 1.003 | 1.004 | 1.005 | 1.005 | 808
Hagshaw Hill Extension | 1.003 | 1.004 | 1.004 | 1.005 | 809
Abbotshaugh Reserve Power Facility | 1.003 | 1.004 | 1.004 | 1.005 | 810
Muirhall | 1.003 | 1.004 | 1.005 | 1.005 | 811
Burnfoot | 1.003 | 1.004 | 1.005 | 1.005 | 812
Westfield WF | 1.003 | 1.004 | 1.005 | 1.005 | 813
Barmoor WF | 1.003 | 1.004 | 1.004 | 1.005 | 814
Nutberry WF | 1.003 | 1.004 | 1.004 | 1.005 | 815
Carcreugh WF | 1.003 | 1.004 | 1.004 | 1.005 | 816
Magnox | 1.001 | 1.001 | 1.002 | 1.003 | 817
West Browncastle WF | 1.003 | 1.004 | 1.004 | 1.005 | 818
Viridor (Waste energy) | 1.004 | 1.006 | 1.007 | 1.009 | 819
Craigengelt | 1.003 | 1.004 | 1.004 | 1.005 | 820
Greenknowes | 1.003 | 1.004 | 1.004 | 1.005 | 821
Ewe Hill Dumfries WF | 1.003 | 1.004 | 1.005 | 1.005 | 822
Langhope Rig (D) WF | 1.003 | 1.004 | 1.004 | 1.005 | 823
Muirhall Extention WF | 1.003 | 1.004 | 1.004 | 1.005 | 824
Aikengall | 1.003 | 1.004 | 1.005 | 1.005 | 825
Hagshaw Hill | 1.003 | 1.004 | 1.005 | 1.005 | 826
Gallow Rig | 1.003 | 1.004 | 1.005 | 1.005 | 827
Polwhat Rig | 1.003 | 1.004 | 1.005 | 1.005 | 828
Greendykeside | 1.003 | 1.004 | 1.005 | 1.005 | 829
Dun Law | 1.003 | 1.004 | 1.005 | 1.005 | 830
EPR Scotland Ltd | 1 | 1 | 1 | 1 | 831
Bowbeat (Emly Bank) | 1.003 | 1.004 | 1.005 | 1.005 | 832
Bowbeat (Roughsidehill) | 1.003 | 1.004 | 1.005 | 1.005 | 833
Harehill | 1.003 | 1.004 | 1.005 | 1.005 | 834
Shanks & McEwan 3&4 | 1.003 | 1.004 | 1.005 | 1.005 | 835
Shanks & McEwan 5 | 1.003 | 1.004 | 1.005 | 1.005 | 836
Crystal Rig | 1.003 | 1.004 | 1.005 | 1.005 | 837
Haupland Muir (Ardrossan) | 1.003 | 1.004 | 1.005 | 1.005 | 838
Wetherhill | 1.003 | 1.004 | 1.005 | 1.005 | 839
Artfield WF | 1.003 | 1.004 | 1.005 | 1.005 | 840
Wardlaw Wood | 1.003 | 1.004 | 1.005 | 1.005 | 841
Earlsburn | 1.003 | 1.004 | 1.005 | 1.005 | 842
Blackhill | 1.003 | 1.004 | 1.005 | 1.005 | 843
Dalswinton | 1.003 | 1.004 | 1.005 | 1.005 | 844
Steven's Croft Biomass | 1 | 1.001 | 1.001 | 1.005 | 845
Leven Gas Generation | 1.003 | 1.004 | 1.004 | 1.005 | 846
Aries | 1.003 | 1.004 | 1.005 | 1.005 | 847
Craigannet | 1.003 | 1.004 | 1.005 | 1.005 | 848
Longpark | 1.003 | 1.004 | 1.004 | 1.005 | 850
BOC | 1.002 | 1.002 | 1.002 | 1.002 | 851
Calder Water WF | 1.003 | 1.004 | 1.004 | 1.005 | 852
Babcock Thorn | 1.004 | 1.004 | 1.005 | 1.005 | 853
Lafarge UK | 1.003 | 1.003 | 1.003 | 1.004 | 854
Pateshill | 1.003 | 1.004 | 1.005 | 1.005 | 855
Clydeport | 1.003 | 1.004 | 1.005 | 1.005 | 856
Tesco | 1 | 1 | 1 | 1 | 858
GSK Irvine | 1.005 | 1.005 | 1.006 | 1.005 | 859
Gevens Wind Farm | 1.003 | 1.004 | 1.005 | 1.005 | 860
Weir Pumps | 1.003 | 1.004 | 1.004 | 1.005 | 861
North Rhins | 1.003 | 1.004 | 1.005 | 1.005 | 863
Tod Hills Windfarm | 1.003 | 1.004 | 1.004 | 1.005 | 864
Hoprigshiels | 1.003 | 1.004 | 1.005 | 1.005 | 865
MuirHall Extension II WF | 1.003 | 1.004 | 1.004 | 1.005 | 868
Millerhill EFW | 1.003 | 1.004 | 1.004 | 1.005 | 870
Millour Hill | 1.003 | 1.004 | 1.005 | 1.005 | 873
Glenkerie | 1.003 | 1.004 | 1.005 | 1.005 | 874
Kelburn (A) | 1.003 | 1.004 | 1.005 | 1.005 | 875
Kelburn (B) | 1.003 | 1.004 | 1.005 | 1.005 | 876
Little Raith | 1.003 | 1.004 | 1.005 | 1.005 | 877
Drone Hill | 1.003 | 1.004 | 1.005 | 1.005 | 878
Pearie Law Wind Farm | 1.003 | 1.004 | 1.005 | 1.005 | 879
Earlseat WF | 1.003 | 1.004 | 1.004 | 1.005 | 880
Dungavel WF | 1.003 | 1.004 | 1.004 | 1.005 | 881
Burnhead Bathgate WF | 1.003 | 1.004 | 1.004 | 1.005 | 882
Shanks & McEwan 6 | 1.003 | 1.004 | 1.005 | 1.005 | 883
Ardoch & Over Enoch WF | 1.003 | 1.004 | 1.004 | 1.005 | 884
Sneddon Law WF | 1.003 | 1.004 | 1.004 | 1.005 | 886
Polmadie (Waste energy A) | 1 | 1 | 1 | 1 | 887
Glenchamber | 1.003 | 1.004 | 1.005 | 1.005 | 888
Penmansheill | 1.003 | 1.004 | 1.005 | 1.005 | 889
Solwaybank | 1.003 | 1.004 | 1.004 | 1.005 | 890
Tormywheel | 1.003 | 1.004 | 1.005 | 1.005 | 891
Quixwood Wind Farm | 1.003 | 1.004 | 1.005 | 1.005 | 892
Netherton Gas | 1.003 | 1.004 | 1.004 | 1.005 | 893
Carbrain Gas | 1.003 | 1.004 | 1.004 | 1.005 | 894
Inverclyde Windfarm | 1.003 | 1.004 | 1.004 | 1.005 | 895
Carmuirs Gas | 1.003 | 1.004 | 1.004 | 1.005 | 896
Redhouse Energy Storage site (ESS) | 1.003 | 1.004 | 1.004 | 1.005 | 897
Byers Brae Battery Storage | 1.003 | 1.004 | 1.004 | 1.005 | 898
Harelaw Gas | 1.003 | 1.004 | 1.004 | 1.005 | 911
Dumbarton | 1 | 1 | 1 | 1 | MSID 8083
Stirling Road | 1 | 1 | 1 | 1 | MSID 8085
Markinch | 0.995 | 0.995 | 0.995 | 0.995 | MSID 8334
Harehill Extension | 0.995 | 0.999 | 0.998 | 1 | MSID 8339
Andershaw WF | 0.989 | 0.989 | 0.988 | 0.989 | MSID 8341
Assel Valley | 0.991 | 0.991 | 0.989 | 0.989 | MSID 8347
Auchrobert | 0.989 | 0.989 | 0.987 | 0.987 | MSID 8348
Harburnhead | 0.997 | 0.997 | 0.997 | 0.997 | MSID 8349
Broxburn ESS | 1.003 | 1.004 | 1.004 | 1.005 | MSID 8359
Abercorn Street | 1.003 | 1.004 | 1.004 | 1.005 | TBA 3A
Drumcross ESS | 1.003 | 1.004 | 1.004 | 1.005 | TBA 14A
Easter Drumclair WF | 1.003 | 1.004 | 1.004 | 1.005 | TBA 15A
Camilla Farm ESS | 1.003 | 1.004 | 1.004 | 1.005 | TBA 17A
Nairn Road Alpha | 1.013 | 1.013 | 1.013 | 1.013 | TBA 10A
Nairn Road Bravo | 1.013 | 1.013 | 1.013 | 1.013 | TBA 11A
Southrigg 2 WF | 1.013 | 1.013 | 1.013 | 1.013 | TBA 12A
EHV site specific LLFs
Generation
Site | Period 1 | Period 2 | Period 3 | Period 4 | Associated LLFC
Craigengelt | 0.983 | 0.983 | 0.979 | 0.979 | 620
Greenknowes | 0.992 | 0.992 | 0.989 | 0.989 | 621
Muirpark Windfarm | 1 | 1 | 1 | 1 | 623
Greendykeside | 0.999 | 0.999 | 0.999 | 0.999 | 624
Aikengall | 0.988 | 0.989 | 0.985 | 0.985 | 625
Hagshaw Hill | 0.999 | 1.001 | 1.002 | 1.003 | 626
Gallow Rig | 1.008 | 1.013 | 1.016 | 1.02 | 627
Polwhat Rig | 1.005 | 1.011 | 1.013 | 1.017 | 628
Hagshaw Hill Extension | 0.992 | 0.992 | 0.99 | 0.99 | 629
Dun Law | 0.981 | 0.982 | 0.978 | 0.982 | 630
EPR Scotland Ltd | 0.999 | 0.999 | 0.999 | 0.999 | 631
Bowbeat (Emly Bank) | 1.006 | 1.014 | 1.018 | 1.024 | 632
Bowbeat (Roughsidehill) | 1.007 | 1.015 | 1.018 | 1.025 | 633
Harehill | 1 | 1.005 | 1.006 | 1.01 | 634
Shanks & McEwan 3&4 | 0.999 | 0.999 | 0.999 | 0.999 | 635
Shanks & McEwan 5 | 1 | 1 | 1 | 1 | 636
Crystal Rig | 1 | 1 | 1 | 1 | 637
Haupland Muir (Ardrossan) | 0.998 | 0.999 | 0.999 | 1 | 638
Wetherhill | 0.992 | 0.996 | 0.996 | 0.998 | 639
Artfield WF | 1 | 1 | 1 | 1 | 640
Wardlaw Wood | 0.994 | 0.998 | 1.001 | 1.004 | 641
Earlsburn | 0.985 | 0.984 | 0.983 | 0.982 | 642
Blackhill | 1.005 | 1.01 | 1.014 | 1.017 | 643
Rhodders | 0.999 | 0.999 | 0.999 | 0.999 | 644
Steven's Croft Biomass | 0.979 | 0.979 | 0.977 | 0.977 | 645
Twenty Shilling Hill | 1 | 1 | 1 | 1 | 646
Craigannet | 1 | 1 | 1 | 1 | 648
Sorbie Windfarm | 1 | 1 | 1 | 1 | 649
Longpark | 0.996 | 0.997 | 0.997 | 0.998 | 650
Lafarge UK | 1.001 | 1.001 | 1.002 | 1.002 | 654
Pateshill | 0.998 | 0.998 | 0.997 | 0.997 | 655
North Rhins | 0.985 | 0.989 | 0.99 | 0.994 | 663
MuirHall Extension II WF | 0.998 | 0.998 | 0.997 | 0.997 | 664
Leven Gas Generation | 1 | 1 | 1 | 1 | 665
Gevens Wind Farm | 1 | 1 | 1 | 1 | 666
Tormywheel | 0.998 | 1 | 1 | 1.002 | 668
Quixwood Wind Farm | 0.984 | 0.984 | 0.982 | 0.983 | 669
Hoprigshiels | 0.996 | 0.996 | 0.996 | 0.995 | 670
Muirhall | 0.997 | 0.996 | 0.996 | 0.997 | 671
Burnfoot | 0.996 | 0.996 | 0.996 | 0.995 | 672
Millour Hill | 0.991 | 0.991 | 0.991 | 0.992 | 673
Glenkerie | 0.976 | 0.981 | 0.978 | 0.983 | 674
Kelburn (A) | 0.985 | 0.986 | 0.986 | 0.987 | 675
Kelburn (B) | 1.005 | 1.013 | 1.02 | 1.027 | 676
Little Raith | 0.999 | 0.999 | 0.998 | 0.998 | 677
Drone Hill | 0.992 | 0.991 | 0.989 | 0.991 | 678
Ardoch & Over Enoch WF | 0.995 | 0.995 | 0.994 | 0.995 | 679
Pearie Law Wind Farm | 0.996 | 0.996 | 0.996 | 0.996 | 680
Garlaff Landfill | 0.996 | 0.997 | 0.996 | 0.996 | 681
Tesco | 1 | 1 | 1 | 1 | 682
Bankend Rig | 0.996 | 0.999 | 0.997 | 1 | 683
Barlockhart Moor | 0.997 | 0.998 | 0.997 | 0.997 | 684
Blantyre Muir | 0.997 | 0.997 | 0.997 | 0.996 | 685
Sneddon Law WF | 1 | 1 | 1 | 1 | 686
Burnhead Bathgate WF | 0.998 | 0.998 | 0.997 | 0.997 | 687
Middleton Farm | 0.996 | 0.997 | 0.996 | 0.997 | 688
Neilston Community | 0.996 | 0.996 | 0.996 | 0.996 | 689
Westfield WF | 0.998 | 0.998 | 0.998 | 0.998 | 690
Barmoor WF | 0.992 | 0.992 | 0.992 | 0.993 | 691
Nutberry WF | 0.993 | 0.995 | 0.993 | 0.994 | 692
Hunterston WF | 1 | 1 | 1 | 1 | 693
Polmadie (Waste Energy B) | 1 | 1 | 1 | 1 | 694
Carcreugh WF | 0.997 | 0.996 | 0.995 | 0.995 | 695
Calder Water WF | 0.994 | 0.994 | 0.992 | 0.992 | 696
GSK Irvine | 1.013 | 1.019 | 1.023 | 1.027 | 697
Tod Hills Windfarm | 0.997 | 0.997 | 0.996 | 0.996 | 698
Viridor (Waste energy) | 0.993 | 0.994 | 0.995 | 0.995 | 699
West Browncastle WF | 0.995 | 0.995 | 0.994 | 0.994 | 700
Earlseat WF | 0.998 | 0.998 | 0.997 | 0.998 | 701
Dungavel WF | 0.991 | 0.992 | 0.99 | 0.989 | 702
Ewe Hill Dumfries WF | 0.997 | 1.001 | 1.002 | 1.004 | 703
Langhope Rig (D) WF | 1 | 1 | 1 | 1 | 704
Muirhall Extention WF | 0.998 | 0.998 | 0.998 | 0.998 | 705
Polmadie (Waste energy A) | 1 | 1 | 1 | 1 | 706
Penmansheill | 0.991 | 0.992 | 0.991 | 0.992 | 708
Millerhill EFW | 0.996 | 0.997 | 0.997 | 0.997 | 710
Netherton Gas | 1 | 1 | 1 | 1 | 711
Carbrain Gas | 1 | 1 | 1 | 1 | 712
Inverclyde Windfarm | 1 | 1 | 1 | 1 | 713
Carmuirs Gas | 1 | 1 | 1 | 1 | 714
Redhouse Energy Storage site (ESS) | 1 | 1 | 1 | 1 | 715
Byers Brae Battery Storage | 1 | 1 | 1 | 1 | 716
Abbotshaugh Reserve Power Facility | 1 | 1 | 1 | 1 | 717
Harelaw Gas | 1 | 1 | 1 | 1 | 950
Minsca | 0.992 | 0.991 | 0.991 | 0.992 | MSID 8182
Dalswinton | 0.995 | 0.995 | 0.995 | 0.996 | MSID 8183
Markinch | 0.995 | 0.995 | 0.995 | 0.995 | MSID 8334
Harehill Extension | 0.995 | 0.999 | 0.998 | 1 | MSID 8339
Aries | 0.981 | 0.982 | 0.976 | 0.978 | MSID 8340
Andershaw WF | 0.989 | 0.989 | 0.988 | 0.989 | MSID 8341
Assel Valley | 0.991 | 0.991 | 0.989 | 0.989 | MSID 8347
Auchrobert | 0.989 | 0.989 | 0.987 | 0.987 | MSID 8348
Harburnhead | 0.997 | 0.997 | 0.997 | 0.997 | MSID 8349
Broxburn ESS | 1.003 | 1.004 | 1.004 | 1.005 | MSID 8360
Solwaybank | 1 | 1 | 1 | 1 | MSID 8366
Glenchamber | 0.995 | 0.996 | 0.995 | 0.995 | MSID 8732
Nairn Road Alpha | 1.013 | 1.013 | 1.013 | 1.013 | TBA 10B
Nairn Road Bravo | 1.013 | 1.013 | 1.013 | 1.013 | TBA 11B
Southrigg 2 WF | 1.013 | 1.013 | 1.013 | 1.013 | TBA 12B
Drumcross ESS | 1 | 1 | 1 | 1 | TBA 14B
Easter Drumclair WF | 1 | 1 | 1 | 1 | TBA 15B
Leven Gas Generation | 1 | 1 | 1 | 1 | TBA 16B
Camilla Farm ESS | 1 | 1 | 1 | 1 | TBA 17B
Abercorn Street | 1 | 1 | 1 | 1 | TBA 3B

## Annex 6 New or Amended EHV
Back to Overview | [6 empty] | Note: The list of MPANs/MSIDs provided may be incomplete; the DNO reserves the right to apply the listed charges to any other MPANs/MSIDs associated with the site. If sites appear in both Annex 2 and Annex 6, the charges in Annex 6 take precedence. Where an existing Designated EHV Property is modified and energised in the charging year, we may revise the EDCM charges for the modified Designated EHV Property.
Annex 6 - Charges for New or Amended Designated EHV Properties
SP Distribution - Effective from 1 April 2022 - Final new designated EHV charges
Effective from date | Import Unique Identifier | LLFC | Import MPANs/MSIDs | Export Unique Identifier | LLFC | Export MPANs/MSIDs | Name | Import Super Red unit charge (p/kWh) | Import fixed charge (p/day) | Import capacity charge (p/kVA/day) | Import exceeded capacity charge (p/kVA/day) | Export Super Red unit charge (p/kWh) | Export fixed charge (p/day) | Export capacity charge (p/kVA/day) | Export exceeded capacity charge (p/kVA/day)
2022-04-01 | EDCM import 1 | 897 | 1800061146877 | EDCM export 1 | 715 | 1800061146886 | South Redhouse ESS | 0 | 819.09 | 1.57 | 1.57 | -1.274 | 775.96 | 0.05 | 0.05
2022-04-01 | EDCM import 2 | 328 | 1800060586917 | EDCM export 2 | 750 | 1800060586926 | Cathkin Braes Wind Farm | - | 3228.5721 | 0.82 | 0.82 | - | 5573.54 | 0.05 | 0.05
2022-04-01 | EDCM import 3 | 823 | 1800060697223 | EDCM export 3 | 704 | 1800060697232 | Langhope Rig (D) WF | - | 2918.2821 | 1.37 | 1.37 | - | 1400.11 | 0.05 | 0.05
2022-04-01 | EDCM import 4 | 840 | 1800053434271 | EDCM export 4 | 640 | 1800053883993 | Artfield WF | - | 3636.6421 | - | - | - | - | - | -
2022-04-01 | EDCM import 5 | 855 | 1800060241304 | EDCM export 5 | 655 | 1800060241313 | Pateshill | - | 2898.3121 | 0.93 | 0.93 | - | 1272.56 | 0.05 | 0.05
2022-04-01 | EDCM import 7 | 875 | 1800060450524 | EDCM export 7 | 675 | 1800060450533 | Kelburn (A) | - | 3052.3221 | 0.92 | 0.92 | - | 8828.47 | 0.05 | 0.05
2022-04-01 | EDCM import 8 | 876 | 1800060450542 | EDCM export 8 | 676 | 1800060450551 | Kelburn (B) | - | 3052.3221 | 0.92 | 0.92 | - | 8828.47 | 0.05 | 0.05
2022-04-01 | EDCM import 9 | 877 | 1800060450506 | EDCM export 9 | 677 | 1800060450515 | Little Raith | - | 3069.5721 | 0.73 | 0.73 | - | 5334.32 | 0.05 | 0.05
2022-04-01 | EDCM import 10 | 890 | 1800061032840 | EDCM export 10 | MSID 8366 | MSID 8366 | Solwaybank | - | 2935.6721 | 1.05 | 1.05 | - | 21079.68 | 0.05 | 0.05
2022-04-01 | EDCM import 11 | 324 | 1800035334227 | EDCM export 11 |  |  | Edinburgh Dock North | - | 31693.8217 | 1.49 | 1.49
2022-04-01 | EDCM import 12 | 871 | 1800061211922 | EDCM export 12 | 623 | 1800061211931 | Watsonhead | 0 | 102.83 | 1.23 | 1.23 | 0 | 8720.34 | 0.05 | 0.05
2022-04-01 | EDCM import 13 | 912 | 1800061228633 | EDCM export 13 | 682 | 1800061228642 | Longhill Burn WF | 0 | 257.09 | 1.05 | 1.05 | 0 | 42282.93 | 0.05 | 0.05
2022-04-01 | EDCM import 14 | 919 | 1800061252352 | EDCM export 14 | 619 | 1800061252361 | Caledon Gas | 0 | 227.77 | 1.05 | 1.05 | 0 | 6828.46 | 0.05 | 0.05
2022-04-01 | EDCM import 15 | 857 | 1800061230181 | EDCM export 15 | 647 | 1800061230190 | Howpark Windfarm | 0 | 152.31 | 1.23 | 1.23 | 0 | 13291.45 | 0.05 | 0.05
2022-04-01 | EDCM import 16 | 849 | 1800061236634 | EDCM export 16 | 649 | 1800061236643 | Sorbie Windfarm | 0 | 609.62 | 1.05 | 1.05 | 0 | 6081.1 | 0.05 | 0.05
2022-04-01 | EDCM import 17 | 334 | 1800061268316 | EDCM export 17 | 753 | 1800061268325 | Edinburgh Airport | 0.201 | 9972.52 | 3.87 | 3.87 | - | 17.16 | 0.05 | 0.05
2022-04-01 | EDCM import 1 | 859 | 1800035320127 | EDCM export 18 | 697 | 1800060630637 | GlaxoSmithKline | - | 24804.6407 | 1.63 | 1.63 | 0 | 2475.97 | 0.05 | 0.05
SP Distribution - Effective from 1 April 2022 - Final new designated EHV line loss factors
Effective from date | Import Unique Identifier | LLFC | Import MPANs/MSIDs | Export Unique Identifier | LLFC | Export MPANs/MSIDs | Name | Import LLF period 1 | Import LLF period 2 | Import LLF period 3 | Import LLF period 4 | Export LLF period 1 | Export LLF period 2 | Export LLF period 3 | Export LLF period 4
2022-04-01 | EDCM import 1 | 897 | 1800061146877 | EDCM export 1 | 715 | 1800061146886 | South Redhouse ESS | 1.003 | 1.004 | 1.004 | 1.005 | 1 | 1 | 1 | 1
2022-04-01 | EDCM import 2 | 328 | 1800060586917 | EDCM export 2 | 750 | 1800060586926 | Cathkin Braes Wind Farm | 1.003 | 1.004 | 1.004 | 1.005 | 1 | 1 | 1 | 1
2022-04-01 | EDCM import 3 | 823 | 1800060697223 | EDCM export 3 | 704 | 1800060697232 | Langhope Rig (D) WF | 1.003 | 1.004 | 1.004 | 1.005 | 1 | 1 | 1 | 1
2022-04-01 | EDCM import 4 | 840 | 1800053434271 | EDCM export 4 | 640 | 1800053883993 | Artfield WF | 1.003 | 1.004 | 1.005 | 1.005 | 1 | 1 | 1 | 1
2022-04-01 | EDCM import 5 | 855 | 1800060241304 | EDCM export 5 | 655 | 1800060241313 | Pateshill | 1.003 | 1.004 | 1.005 | 1.005 | 0.998 | 0.998 | 0.997 | 0.997
2022-04-01 | EDCM import 7 | 875 | 1800060450524 | EDCM export 7 | 675 | 1800060450533 | Kelburn (A) | 1.003 | 1.004 | 1.005 | 1.005 | 0.985 | 0.986 | 0.986 | 0.987
2022-04-01 | EDCM import 8 | 876 | 1800060450542 | EDCM export 8 | 676 | 1800060450551 | Kelburn (B) | 1.003 | 1.004 | 1.005 | 1.005 | 1.005 | 1.013 | 1.02 | 1.027
2022-04-01 | EDCM import 9 | 877 | 1800060450506 | EDCM export 9 | 677 | 1800060450515 | Little Raith | 1.003 | 1.004 | 1.005 | 1.005 | 0.999 | 0.999 | 0.998 | 0.998
2022-04-01 | EDCM import 10 | 890 | 1800061032840 | EDCM export 10 | MSID 8366 | MSID 8366 | Solwaybank | 1.003 | 1.004 | 1.004 | 1.005 | 1 | 1 | 1 | 1
2022-04-01 | EDCM import 11 | 324 | 1800035334227 | EDCM export 11 |  |  | Edinburgh Dock North | 1.013 | 1.013 | 1.013 | 1.013
2022-04-01 | EDCM import 12 | 871 | 1800061211922 | EDCM export 12 | 623 | 1800061211931 | Watsonhead | 1.003 | 1.004 | 1.004 | 1.005 | 1 | 1 | 1 | 1
2022-04-01 | EDCM import 13 | 912 | 1800061228633 | EDCM export 13 | 682 | 1800061228642 | Longhill Burn WF | 1.003 | 1.004 | 1.004 | 1.005 | 1 | 1 | 1 | 1
2022-04-01 | EDCM import 14 | 919 | 1800061252352 | EDCM export 14 | 619 | 1800061252361 | Caledon Gas | 1.003 | 1.004 | 1.004 | 1.005 | 1 | 1 | 1 | 1
2022-04-01 | EDCM import 15 | 857 | 1800061230181 | EDCM export 15 | 647 | 1800061230190 | Howpark Windfarm | 1.003 | 1.004 | 1.004 | 1.005 | 1 | 1 | 1 | 1
2022-04-01 | EDCM import 16 | 849 | 1800061236634 | EDCM export 16 | 649 | 1800061236643 | Sorbie Windfarm | 1.003 | 1.004 | 1.004 | 1.005 | 1 | 1 | 1 | 1
2022-04-01 | EDCM import 17 | 334 | 1800061268316 | EDCM export 17 | 753 | 1800061268325 | Edinburgh Airport

## Annex 7 Pass-Through Costs
Back to Overview
SP Distribution - Effective from 1 April 2022 - Final Supplier of Last Resort and Eligible Bad Debt Pass-Through Costs
Tariff name | Open LLFCs / LDNO unique billing identifier | PCs | Supplier of Last Resort Fixed charge adder* p/MPAN/day | Excess Supplier of Last Resort Fixed charge adder** p/MPAN/day | Eligible Bad Debt Fixed charge adder*** p/MPAN/day | 1
Domestic Aggregated |  | 0, 1, 2 | 0.079771 | 9.2633 | 0.034492 | 1
Non-Domestic Aggregated No Residual |  | 0, 3, 4, 5-8 |  |  | 0.034492 | 1
Non-Domestic Aggregated Band 1 |  | 0, 3, 4, 5-8 |  |  | 0.034492 | 1
Non-Domestic Aggregated Band 2 |  | 0, 3, 4, 5-8 |  |  | 0.034492 | 1
Non-Domestic Aggregated Band 3 |  | 0, 3, 4, 5-8 |  |  | 0.034492 | 1
Non-Domestic Aggregated Band 4 |  | 0, 3, 4, 5-8 |  |  | 0.034492 | 1
LV Site Specific No Residual |  | 0 |  |  | 0.034492 | 1
LV Site Specific Band 1 |  | 0 |  |  | 0.034492 | 1
LV Site Specific Band 2 |  | 0 |  |  | 0.034492 | 1
LV Site Specific Band 3 |  | 0 |  |  | 0.034492 | 1
LV Site Specific Band 4 |  | 0 |  |  | 0.034492 | 1
LV Sub Site Specific No Residual |  | 0 |  |  | 0.034492 | 1
LV Sub Site Specific Band 1 |  | 0 |  |  | 0.034492 | 1
LV Sub Site Specific Band 2 |  | 0 |  |  | 0.034492 | 1
LV Sub Site Specific Band 3 |  | 0 |  |  | 0.034492 | 1
LV Sub Site Specific Band 4 |  | 0 |  |  | 0.034492 | 1
HV Site Specific No Residual |  | 0 |  |  | 0.034492 | 1
HV Site Specific Band 1 |  | 0 |  |  | 0.034492 | 1
HV Site Specific Band 2 |  | 0 |  |  | 0.034492 | 1
HV Site Specific Band 3 |  | 0 |  |  | 0.034492 | 1
HV Site Specific Band 4 |  | 0 |  |  | 0.034492 | 1
LDNO LV: Domestic Aggregated |  | 0, 1, 2 | 0.079771 | 9.2633 | 0.034492 | 1
LDNO LV: Non-Domestic Aggregated No Residual |  | 0, 3, 4, 5-8 |  |  | 0.034492 | 1
LDNO LV: Non-Domestic Aggregated Band 1 |  | 0, 3, 4, 5-8 |  |  | 0.034492 | 1
LDNO LV: Non-Domestic Aggregated Band 2 |  | 0, 3, 4, 5-8 |  |  | 0.034492 | 1
LDNO LV: Non-Domestic Aggregated Band 3 |  | 0, 3, 4, 5-8 |  |  | 0.034492 | 1
LDNO LV: Non-Domestic Aggregated Band 4 |  | 0, 3, 4, 5-8 |  |  | 0.034492 | 1
LDNO LV: LV Site Specific No Residual |  | 0 |  |  | 0.034492 | 1
LDNO LV: LV Site Specific Band 1 |  | 0 |  |  | 0.034492 | 1
LDNO LV: LV Site Specific Band 2 |  | 0 |  |  | 0.034492 | 1
LDNO LV: LV Site Specific Band 3 |  | 0 |  |  | 0.034492 | 1
LDNO LV: LV Site Specific Band 4 |  | 0 |  |  | 0.034492 | 1
LDNO HV: Domestic Aggregated |  | 0, 1, 2 | 0.079771 | 9.2633 | 0.034492 | 1
LDNO HV: Non-Domestic Aggregated No Residual |  | 0, 3, 4, 5-8 |  |  | 0.034492 | 2
LDNO HV: Non-Domestic Aggregated Band 1 |  | 0, 3, 4, 5-8 |  |  | 0.034492 | 2
LDNO HV: Non-Domestic Aggregated Band 2 |  | 0, 3, 4, 5-8 |  |  | 0.034492 | 2
LDNO HV: Non-Domestic Aggregated Band 3 |  | 0, 3, 4, 5-8 |  |  | 0.034492 | 2
LDNO HV: Non-Domestic Aggregated Band 4 |  | 0, 3, 4, 5-8 |  |  | 0.034492 | 2
LDNO HV: LV Site Specific No Residual |  | 0 |  |  | 0.034492 | 2
LDNO HV: LV Site Specific Band 1 |  | 0 |  |  | 0.034492 | 2
LDNO HV: LV Site Specific Band 2 |  | 0 |  |  | 0.034492 | 2
LDNO HV: LV Site Specific Band 3 |  | 0 |  |  | 0.034492 | 2
LDNO HV: LV Site Specific Band 4 |  | 0 |  |  | 0.034492 | 2
LDNO HV: LV Sub Site Specific No Residual |  | 0 |  |  | 0.034492 | 2
LDNO HV: LV Sub Site Specific Band 1 |  | 0 |  |  | 0.034492 | 2
LDNO HV: LV Sub Site Specific Band 2 |  | 0 |  |  | 0.034492 | 2
LDNO HV: LV Sub Site Specific Band 3 |  | 0 |  |  | 0.034492 | 2
LDNO HV: LV Sub Site Specific Band 4 |  | 0 |  |  | 0.034492 | 2
LDNO HV: HV Site Specific No Residual |  | 0 |  |  | 0.034492 | 2
LDNO HV: HV Site Specific Band 1 |  | 0 |  |  | 0.034492 | 2
LDNO HV: HV Site Specific Band 2 |  | 0 |  |  | 0.034492 | 2
LDNO HV: HV Site Specific Band 3 |  | 0 |  |  | 0.034492 | 2
LDNO HV: HV Site Specific Band 4 |  | 0 |  |  | 0.034492 | 2
LDNO HVplus: Domestic Aggregated |  | 0, 1, 2 | 0.079771 | 9.2633 | 0.034492 | 2
LDNO HVplus: Non-Domestic Aggregated No Residual |  | 0, 3, 4, 5-8 |  |  | 0.034492 | 2
LDNO HVplus: Non-Domestic Aggregated Band 1 |  | 0, 3, 4, 5-8 |  |  | 0.034492 | 2
LDNO HVplus: Non-Domestic Aggregated Band 2 |  | 0, 3, 4, 5-8 |  |  | 0.034492 | 2
LDNO HVplus: Non-Domestic Aggregated Band 3 |  | 0, 3, 4, 5-8 |  |  | 0.034492 | 2
LDNO HVplus: Non-Domestic Aggregated Band 4 |  | 0, 3, 4, 5-8 |  |  | 0.034492 | 2
LDNO HVplus: LV Site Specific No Residual |  | 0 |  |  | 0.034492 | 2
LDNO HVplus: LV Site Specific Band 1 |  | 0 |  |  | 0.034492 | 2
LDNO HVplus: LV Site Specific Band 2 |  | 0 |  |  | 0.034492 | 2
LDNO HVplus: LV Site Specific Band 3 |  | 0 |  |  | 0.034492 | 2
LDNO HVplus: LV Site Specific Band 4 |  | 0 |  |  | 0.034492 | 2
LDNO HVplus: LV Sub Site Specific No Residual |  | 0 |  |  | 0.034492 | 2
LDNO HVplus: LV Sub Site Specific Band 1 |  | 0 |  |  | 0.034492 | 2
LDNO HVplus: LV Sub Site Specific Band 2 |  | 0 |  |  | 0.034492 | 2
LDNO HVplus: LV Sub Site Specific Band 3 |  | 0 |  |  | 0.034492 | 2
LDNO HVplus: LV Sub Site Specific Band 4 |  | 0 |  |  | 0.034492 | 3
LDNO HVplus: HV Site Specific No Residual |  | 0 |  |  | 0.034492 | 3
LDNO HVplus: HV Site Specific Band 1 |  | 0 |  |  | 0.034492 | 3
LDNO HVplus: HV Site Specific Band 2 |  | 0 |  |  | 0.034492 | 3
LDNO HVplus: HV Site Specific Band 3 |  | 0 |  |  | 0.034492 | 3
LDNO HVplus: HV Site Specific Band 4 |  | 0 |  |  | 0.034492 | 3
LDNO EHV: Domestic Aggregated |  | 0, 1, 2 | 0.079771 | 9.2633 | 0.034492 | 3
LDNO EHV: Non-Domestic Aggregated No Residual |  | 0, 3, 4, 5-8 |  |  | 0.034492 | 3
LDNO EHV: Non-Domestic Aggregated Band 1 |  | 0, 3, 4, 5-8 |  |  | 0.034492 | 3
LDNO EHV: Non-Domestic Aggregated Band 2 |  | 0, 3, 4, 5-8 |  |  | 0.034492 | 3
LDNO EHV: Non-Domestic Aggregated Band 3 |  | 0, 3, 4, 5-8 |  |  | 0.034492 | 3
LDNO EHV: Non-Domestic Aggregated Band 4 |  | 0, 3, 4, 5-8 |  |  | 0.034492 | 3
LDNO EHV: LV Site Specific No Residual |  | 0 |  |  | 0.034492 | 3
LDNO EHV: LV Site Specific Band 1 |  | 0 |  |  | 0.034492 | 3
LDNO EHV: LV Site Specific Band 2 |  | 0 |  |  | 0.034492 | 3
LDNO EHV: LV Site Specific Band 3 |  | 0 |  |  | 0.034492 | 3
LDNO EHV: LV Site Specific Band 4 |  | 0 |  |  | 0.034492 | 3
LDNO EHV: LV Sub Site Specific No Residual |  | 0 |  |  | 0.034492 | 3
LDNO EHV: LV Sub Site Specific Band 1 |  | 0 |  |  | 0.034492 | 3
LDNO EHV: LV Sub Site Specific Band 2 |  | 0 |  |  | 0.034492 | 3
LDNO EHV: LV Sub Site Specific Band 3 |  | 0 |  |  | 0.034492 | 3
LDNO EHV: LV Sub Site Specific Band 4 |  | 0 |  |  | 0.034492 | 3
LDNO EHV: HV Site Specific No Residual |  | 0 |  |  | 0.034492 | 3
LDNO EHV: HV Site Specific Band 1 |  | 0 |  |  | 0.034492 | 3
LDNO EHV: HV Site Specific Band 2 |  | 0 |  |  | 0.034492 | 3
LDNO EHV: HV Site Specific Band 3 |  | 0 |  |  | 0.034492 | 3
LDNO EHV: HV Site Specific Band 4 |  | 0 |  |  | 0.034492 | 3
LDNO 132kV/EHV: Domestic Aggregated |  | 0, 1, 2 | 0.079771 | 9.2633 | 0.034492 | 3
LDNO 132kV/EHV: Non-Domestic Aggregated No Residual |  | 0, 3, 4, 5-8 |  |  | 0.034492 | 3
LDNO 132kV/EHV: Non-Domestic Aggregated Band 1 |  | 0, 3, 4, 5-8 |  |  | 0.034492 | 3
LDNO 132kV/EHV: Non-Domestic Aggregated Band 2 |  | 0, 3, 4, 5-8 |  |  | 0.034492 | 3
LDNO 132kV/EHV: Non-Domestic Aggregated Band 3 |  | 0, 3, 4, 5-8 |  |  | 0.034492 | 3
LDNO 132kV/EHV: Non-Domestic Aggregated Band 4 |  | 0, 3, 4, 5-8 |  |  | 0.034492 | 3
LDNO 132kV/EHV: LV Site Specific No Residual |  | 0 |  |  | 0.034492 | 3
LDNO 132kV/EHV: LV Site Specific Band 1 |  | 0 |  |  | 0.034492 | 3
LDNO 132kV/EHV: LV Site Specific Band 2 |  | 0 |  |  | 0.034492 | 4
LDNO 132kV/EHV: LV Site Specific Band 3 |  | 0 |  |  | 0.034492 | 4
LDNO 132kV/EHV: LV Site Specific Band 4 |  | 0 |  |  | 0.034492 | 4
LDNO 132kV/EHV: LV Sub Site Specific No Residual |  | 0 |  |  | 0.034492 | 4
LDNO 132kV/EHV: LV Sub Site Specific Band 1 |  | 0 |  |  | 0.034492 | 4
LDNO 132kV/EHV: LV Sub Site Specific Band 2 |  | 0 |  |  | 0.034492 | 4
LDNO 132kV/EHV: LV Sub Site Specific Band 3 |  | 0 |  |  | 0.034492 | 4
LDNO 132kV/EHV: LV Sub Site Specific Band 4 |  | 0 |  |  | 0.034492 | 4
LDNO 132kV/EHV: HV Site Specific No Residual |  | 0 |  |  | 0.034492 | 4
LDNO 132kV/EHV: HV Site Specific Band 1 |  | 0 |  |  | 0.034492 | 4
LDNO 132kV/EHV: HV Site Specific Band 2 |  | 0 |  |  | 0.034492 | 4
LDNO 132kV/EHV: HV Site Specific Band 3 |  | 0 |  |  | 0.034492 | 4
LDNO 132kV/EHV: HV Site Specific Band 4 |  | 0 |  |  | 0.034492 | 4
LDNO 132kV: Domestic Aggregated |  | 0, 1, 2 | 0.079771 | 9.2633 | 0.034492 | 4
LDNO 132kV: Non-Domestic Aggregated No Residual |  | 0, 3, 4, 5-8 |  |  | 0.034492 | 4
LDNO 132kV: Non-Domestic Aggregated Band 1 |  | 0, 3, 4, 5-8 |  |  | 0.034492 | 4
LDNO 132kV: Non-Domestic Aggregated Band 2 |  | 0, 3, 4, 5-8 |  |  | 0.034492 | 4
LDNO 132kV: Non-Domestic Aggregated Band 3 |  | 0, 3, 4, 5-8 |  |  | 0.034492 | 4
LDNO 132kV: Non-Domestic Aggregated Band 4 |  | 0, 3, 4, 5-8 |  |  | 0.034492 | 4
LDNO 132kV: LV Site Specific No Residual |  | 0 |  |  | 0.034492 | 4
LDNO 132kV: LV Site Specific Band 1 |  | 0 |  |  | 0.034492 | 4
LDNO 132kV: LV Site Specific Band 2 |  | 0 |  |  | 0.034492 | 4
LDNO 132kV: LV Site Specific Band 3 |  | 0 |  |  | 0.034492 | 4
LDNO 132kV: LV Site Specific Band 4 |  | 0 |  |  | 0.034492 | 4
LDNO 132kV: LV Sub Site Specific No Residual |  | 0 |  |  | 0.034492 | 4
LDNO 132kV: LV Sub Site Specific Band 1 |  | 0 |  |  | 0.034492 | 4
LDNO 132kV: LV Sub Site Specific Band 2 |  | 0 |  |  | 0.034492 | 4
LDNO 132kV: LV Sub Site Specific Band 3 |  | 0 |  |  | 0.034492 | 4
LDNO 132kV: LV Sub Site Specific Band 4 |  | 0 |  |  | 0.034492 | 4
LDNO 132kV: HV Site Specific No Residual |  | 0 |  |  | 0.034492 | 4
LDNO 132kV: HV Site Specific Band 1 |  | 0 |  |  | 0.034492 | 4
LDNO 132kV: HV Site Specific Band 2 |  | 0 |  |  | 0.034492 | 4
LDNO 132kV: HV Site Specific Band 3 |  | 0 |  |  | 0.034492 | 4
LDNO 132kV: HV Site Specific Band 4 |  | 0 |  |  | 0.034492 | 4
LDNO 0000: Domestic Aggregated |  | 0, 1, 2 | 0.079771 | 9.2633 | 0.034492 | 4
LDNO 0000: Non-Domestic Aggregated No Residual |  | 0, 3, 4, 5-8 |  |  | 0.034492 | 5
LDNO 0000: Non-Domestic Aggregated Band 1 |  | 0, 3, 4, 5-8 |  |  | 0.034492 | 5
LDNO 0000: Non-Domestic Aggregated Band 2 |  | 0, 3, 4, 5-8 |  |  | 0.034492 | 5
LDNO 0000: Non-Domestic Aggregated Band 3 |  | 0, 3, 4, 5-8 |  |  | 0.034492 | 5
LDNO 0000: Non-Domestic Aggregated Band 4 |  | 0, 3, 4, 5-8 |  |  | 0.034492 | 5
LDNO 0000: LV Site Specific No Residual |  | 0 |  |  | 0.034492 | 5
LDNO 0000: LV Site Specific Band 1 |  | 0 |  |  | 0.034492 | 5
LDNO 0000: LV Site Specific Band 2 |  | 0 |  |  | 0.034492 | 5
LDNO 0000: LV Site Specific Band 3 |  | 0 |  |  | 0.034492 | 5
LDNO 0000: LV Site Specific Band 4 |  | 0 |  |  | 0.034492 | 5
LDNO 0000: LV Sub Site Specific No Residual |  | 0 |  |  | 0.034492 | 5
LDNO 0000: LV Sub Site Specific Band 1 |  | 0 |  |  | 0.034492 | 5
LDNO 0000: LV Sub Site Specific Band 2 |  | 0 |  |  | 0.034492 | 5
LDNO 0000: LV Sub Site Specific Band 3 |  | 0 |  |  | 0.034492 | 5
LDNO 0000: LV Sub Site Specific Band 4 |  | 0 |  |  | 0.034492 | 5
LDNO 0000: HV Site Specific No Residual |  | 0 |  |  | 0.034492 | 5
LDNO 0000: HV Site Specific Band 1 |  | 0 |  |  | 0.034492 | 5
LDNO 0000: HV Site Specific Band 2 |  | 0 |  |  | 0.034492 | 5
LDNO 0000: HV Site Specific Band 3 |  | 0 |  |  | 0.034492 | 5
LDNO 0000: HV Site Specific Band 4 |  | 0 |  |  | 0.034492 | 5
*Supplier of Last Resort pass-through costs which are recovered on a two year lag allocated to all domestic tariffs with a fixed charge (including LDNO) | [5 empty] | 5
**Supplier of Last Resort pass-through costs which are not recovered on a two year lag allocated to all domestic tariffs with a fixed charge (including LDNO) | [5 empty] | 5
***Eligible Bad Debt pass-through costs allocated to all metered demand tariffs (including LDNO) | [5 empty] | 5

## Nodal prices
Back to Overview
SP Distribution - Effective from 1 April 2022 - Final Nodal/Zonal charges
Node/Zone ID | Geographical name | Local charge 1 £/kVA | Remote charge 1 £/kVA
KILBOWIE 33kV | 2 |  | 0
CUMBERNAULD | 2 |  | 0
ST ANDREWS CROSS | 2 |  | 0
COATBRIDGE | 2 |  | 0
GLENLUCE & NEWTON STEWART | 2 |  | 0.0056164
DEVONSIDE | 2 |  | 0
CHAPELCROSS | 2 |  | 0
LINMILL & NEWARTHILL | 2 |  | 0
SHRUBHILL | 2 |  | 0
LEVEN | 2 |  | 0
DRUMCHAPEL | 2 |  | 0
JOHNSTONE | 2 |  | 0
E KILBRIDE SOUTH | 2 |  | 0
BATHGATE | 2 |  | 0
MAYBOLE | 2 |  | 0
CUPAR | 2 |  | 8.4408
CROOKSTON B | 2 |  | 0
GRANGEMOUTH A | 2 |  | 0
EASTERHOUSE | 2 |  | 0
AYR | 2 |  | 2.8118
BERWICK & ECCLES & GALASHIELS | 2 |  | 0
SIGHTHILL | 2 |  | 0.51832
CLYDE'S MILL | 2 |  | 0
BAINSFORD | 2 |  | 0
DEVOL MOOR | 2 |  | 0
STRATHLEVEN | 2 |  | 0
KILLERMONT | 2 |  | 0
PAISLEY | 2 |  | 0
BROXBURN | 2 |  | 0
KILMARNOCK TOWN | 2 |  | 0
DUNBAR | 2 |  | 0
WISHAW | 2 |  | 0
GIFFNOCK | 2 |  | 0
REDHOUSE | 2 |  | 3.2874
LIVINGSTON EAST | 2 |  | 0
BONNYBRIDGE | 2 |  | 2.2043
KAIMES | 2 |  | 0
WESTFIELD | 2 |  | 0
HELENSBURGH | 2 |  | 0
BRAEHEAD PARK | 2 |  | 3.0341
HUNTERSTON FARM | 2 |  | 0
GLENNISTON | 2 |  | 0
STRATHAVEN | 2 |  | 0
INVERKEITHING | 2 |  | 0
SALTCOATS A&B | 2 |  | 0
SPANGO VALLEY | 2 |  | 0
DUNFERMLINE | 2 |  | 0
GOVAN | 2 |  | 0
DUMFRIES | 2 |  | 0
CHARLOTTE STREET | 2 |  | 0
CARNTYNE | 2 |  | 0
PORT DUNDAS | 2 |  | 0
COYLTON | 2 |  | 0
COCKENZIE | 2 |  | 4.521
PORTOBELLO | 2 |  | 0.02492
GLENROTHES | 2 |  | 0
EAST KILBRIDE | 2 |  | 0
STIRLING | 2 |  | 0
HAWICK | 2 |  | 2.5755
WHISTLEFIELD | 2 |  | 0
DEWAR PLACE | 2 |  | 2.0769
CROOKSTON A | 2 |  | 0
KILWINNING | 2 |  | 10.2956
DRUMCROSS | 2 |  | 0
WEST GEORGE ST | 2 |  | 0.69061
DUMFRIES ICI | 2 |  | 0
ELDERSLIE | 2 |  | 4.6579
ERSKINE | 2 |  | 0
PARTICK | 2 |  | 0
WHITEHOUSE | 2 |  | 0
GORGIE | 2 |  | 0
HAGGS ROAD | 2 |  | 0
KILMARNOCK SOUTH | 2 |  | 6.6749
TELFORD ROAD | 2 |  | 0
RAVENSCRAIG | 2 |  | 0
TONGLAND 11kV GSP | 2 |  | 0
ABBEY/ABBE5-11.000 | 3 | KILBOWIE 33kV | 0
ABRON/ABRL5-11.000 | 3 | CUMBERNAULD | 0
ADMIR/ADMS6-6.6000 | 3 | ST ANDREWS CROSS | 0
AIRDR/AIRD5-11.000 | 3 | COATBRIDGE | 0
ALLOA/ALGA5-11.000 | 3 | DEVONSIDE | 1.9689
ANNAN/ANAN5-11.000 | 3 | CHAPELCROSS | 2.6481
ANNFI/ANNF6-6.6000 | 3 | SHRUBHILL | 0
ANSTR/ANST5-11.000 | 3 | LEVEN | 0
ARCHE/ARCR5-11.000 | 3 | DRUMCHAPEL | 0
ARDGO/ARDD5-11.000 | 3 | JOHNSTONE | 0
ARMAD/ARMA5-11.000 | 3 | BATHGATE | 0
ATHLE/ATHL0G11.000 | 3 | CARNTYNE | 0
AUCHT/AUCM5-11.000 | 3 | CUPAR | 0
AUCHN/AUCN5-11.000 | 3 | GLENLUCE & NEWTON STEWART | 0
AURS /AURR5- | 3 | CROOKSTON B | 0
AVECI/AVEC5- | 3 | GRANGEMOUTH A | 0
AVENU/AVEE5-11.000 | 3 | EASTERHOUSE | 0
AYTON/AYTO5-11.000 | 3 | BERWICK & ECCLES & GALASHIELS | 7.3729
BARNT/BAGR5-11.000 | 3 | SIGHTHILL | 0
BAKER/BAKS5-11.000 | 3 | DEVOL MOOR | 0
BALGR/BALG5-11.000 | 3 | SIGHTHILL | 0
BALH/BALH0G 11.000 | 3 | DEVONSIDE | 0
BALLO/BALL5-11.000 | 3 | STRATHLEVEN | 0
BALMO/BAMO5-11.000 | 3 | KILLERMONT | 0
BARNT/BAQU6-6.6000 | 3 | SIGHTHILL | 0
BARRH/BARH5-11.000 | 3 | GLENLUCE & NEWTON STEWART | 0
BARRH/BARR5-11.000 | 3 | CROOKSTON B | 0
BARTE/BART5-11.000 | 3 | PAISLEY | 0
BEECH/BEEC0-11.000 | 3 | KILMARNOCK TOWN | 0
BELHA/BELH5-11.000 | 3 | DUNBAR | 0
BELHA/BELW5-11.000 | 3 | WISHAW | 0
BERRY/BERR5-11.000 | 3 | GIFFNOCK | 0
BIGGA/BGAR5-11.000 | 3 | LINMILL & NEWARTHILL | 0
BISHO/BIBR5-11.000 | 3 | KILLERMONT | 0
BISHO/BISH5-11.000 | 3 | EASTERHOUSE | 0
BIRRE/BIWY5-11.000 | 3 | REDHOUSE | 0
BLAIRL1A 11.000 | 3 | STRATHLEVEN | 0
BLACK/BLAS5-11.000 | 3 | PAISLEY | 0
BLACK/BLBU5-11.000 | 3 | BATHGATE | 0
BONNI/BONG5-11.000 | 3 | LINMILL & NEWARTHILL | 0
BONES/BONS5-11.000 | 3 | GRANGEMOUTH A | 0
BONNI/BORO5-11.000 | 3 | SHRUBHILL | 0
BOUND/BOUS5-11.000 | 3 | DEVOL MOOR | 0
BOWHI/BOWH5-11.000 | 3 | WESTFIELD | 0
BP DA/BPDA5-11.000 | 3 | SIGHTHILL | 0
BP FI/BPFI5-11.000 | 3 | HELENSBURGH | 0
BRAID/BRAD5-11.000 | 3 | LINMILL & NEWARTHILL | 0
BROXB/BROX5-11.000 | 3 | BROXBURN | 0
BURNT/BUIS5-11.000 | 3 | GLENNISTON | 0
BURNB/BUNK5-11.000 | 3 | STRATHAVEN | 0
BURGH/BURG5-11.000 | 3 | KAIMES | 0
BURNF/BURN5-11.000 | 3 | GIFFNOCK | 0
BURNS/BUSI5-11.000 | 3 | INVERKEITHING | 0
BYREH/BYRE5-11.000 | 3 | SALTCOATS A&B | 0
CALLE/CADA5-11.000 | 3 | BAINSFORD | 0
CADDL/CADD5-11.000 | 3 | SPANGO VALLEY | 0
CALAI/CALA5A11.000 | 3 | INVERKEITHING | 0
CALAI/CALA5B11.000 | 3 | DUNFERMLINE | 0
CASTL/CALE5-11.000 | 3 | GIFFNOCK | 0
CAMEL/CALO5-11.000 | 3 | BONNYBRIDGE | 0
CALTO/CALT5-11.000 | 3 | SHRUBHILL | 0
CAMER/CAME5-11.000 | 3 | BROXBURN | 0
CASTL/CAND5A11.000 | 3 | INVERKEITHING | 0
CASTL/CAND5B11.000 | 3 | INVERKEITHING | 0
CARDO/CARD5-11.000 | 3 | GOVAN | 0
CARGE/CARG5-11.000 | 3 | DUMFRIES | 0
CARMU/CARM5-11.000 | 3 | CHARLOTTE STREET | 0
CARRO/CARN5-11.000 | 3 | BAINSFORD | 0
CARRU/CARU5-11.000 | 3 | DUMFRIES | 0
CASTL/CASM5-11.000 | 3 | GIFFNOCK | 0
CATH01 11.000 | 3 | CLYDE'S MILL | 0
CATHK/CATK5-11.000 | 3 | E KILBRIDE SOUTH | 0
CHAPE/CHEL5-11.000 | 3 | REDHOUSE | 0
CHIRN/CHIR5-11.000 | 3 | BERWICK & ECCLES & GALASHIELS | 0
CHARL/CHLS5-11.000 | 3 | PORT DUNDAS | 0
CLARK/CLAR5-11.000 | 3 | GIFFNOCK | 0
CLUNY/CLUN5-11.000 | 3 | GLENNISTON | 0
CLARK/CLWA5-11.000 | 3 | COATBRIDGE | 0
CLYDE/CLYB5-11.000 | 3 | KILBOWIE 33kV | 0
CUMNO/CNOK5-11.000 | 3 | COYLTON | 0
CRAIG/CNUK5-11.000 | 3 | WISHAW | 0
COLDS/COLD5-11.000 | 3 | BERWICK & ECCLES & GALASHIELS | 0
COLIN/COLI5-11.000 | 3 | LEVEN | 0
COLLY/COLL5-11.000 | 3 | GLENROTHES | 0
COLLE/COMI5-11.000 | 3 | EAST KILBRIDE | 0
COLIN/CONO5-11.000 | 3 | SIGHTHILL | 0
CONSE/CONS5-11.000 | 3 | EASTERHOUSE | 0
CONDO/CONT5-11.000 | 3 | CUMBERNAULD | 0
COLQU/COQU5-11.000 | 3 | STIRLING | 0
COMME/CORO5-11.000 | 3 | HAWICK | 0
COATS/COST5-11.000 | 3 | COATBRIDGE | 0
COULP/COUL5-11.000 | 3 | WHISTLEFIELD | 0
COWDE/COWD5-11.000 | 3 | WESTFIELD | 0
COWGA/COWG5-11.000 | 3 | DEWAR PLACE | 0
COWIE/COWI5-11.000 | 3 | STIRLING | 0
CRAIG/CRAR5-11.000 | 3 | DRUMCHAPEL | 0
CRAIG/CRDO5-11.000 | 3 | HELENSBURGH | 0
CRONB/CRON5-11.000 | 3 | COYLTON | 0
CROOK/CROO5-11.000 | 3 | CROOKSTON A | 0
CREET/CRTO5-11.000 | 3 | GLENLUCE & NEWTON STEWART | 0
COUSL/CSLA5-11.000 | 3 | LIVINGSTON EAST | 0
CUPAR/CUPA5-11.000 | 3 | CUPAR | 0
DALRY/DADR5-11.000 | 3 | KILWINNING | 0
DALGE/DALG5-11.000 | 3 | INVERKEITHING | 0
DARVE/DARV5-11.000 | 3 | COYLTON | 0
DDUF00 11.000 | 3 | BATHGATE | 0
DEANS/DEAS5- | 3 | DRUMCROSS | 0
DEANS/DECL5-11.000 | 3 | HAWICK | 0
DENHO/DENH5-11.000 | 3 | HAWICK | 0
DENMA/DENS5-11.000 | 3 | PORT DUNDAS | 0
DEDRI/DERI5-11.000 | 3 | LIVINGSTON EAST | 0
DEWAR/DEWP5-11.000 | 3 | DEWAR PLACE | 0
DIGIT/DIGI5-11.000 | 3 | BROXBURN | 0
DUNDA/DNDS5-11.000 | 3 | WEST GEORGE ST | 0
DOUGL/DOWE5-11.000 | 3 | LINMILL & NEWARTHILL | 0
DRUMB/DRBR6-6.6000 | 3 | SIGHTHILL | 0
DRUMC/DRUR5-11.000 | 3 | DRUMCHAPEL | 0
DRUML/DRUY5-11.000 | 3 | COYLTON | 0
DUNSC/DUCO5-11.000 | 3 | DUMFRIES | 0
DUNDY/DUDY5-11.000 | 3 | COATBRIDGE | 0
DURIE/DUHO5-11.000 | 3 | LEVEN | 0
DUMBA/DUMB5-11.000 | 3 | STRATHLEVEN | 0
DUNS/DUNS5- 11.000 | 3 | BERWICK & ECCLES & GALASHIELS | 0
EALA00 11.000 | 3 | BERWICK & ECCLES & GALASHIELS | 0
EAST /EALI5-11.000 | 3 | DUNBAR | 0
EAST /EAMA5- | 3 | BROXBURN | 0
EASTE/EARD5-11.000 | 3 | SHRUBHILL | 0
EARLS/EARL5-11.000 | 3 | BERWICK & ECCLES & GALASHIELS | 0
EAST /EATR5-11.000 | 3 | SHRUBHILL | 0
ECKFO/ECKS5-11.000 | 3 | CARNTYNE | 0
EDINB/EDAI5-11.000 | 3 | SIGHTHILL | 0
EDINB/EDDN5-11.000 | 3 | SHRUBHILL | 0
ELLIO/ELLS5-11.000 | 3 | WEST GEORGE ST | 0
EARLS/ELRO5-11.000 | 3 | BAINSFORD | 0
ERSKI/ERSK5-11.000 | 3 | ERSKINE | 0
EYEMO/EYEM5-11.000 | 3 | BERWICK & ECCLES & GALASHIELS | 0
FAIRL/FAIR5-11.000 | 3 | SALTCOATS A&B | 0
FASLA/FASL5-11.000 | 3 | WHISTLEFIELD | 0
FINNO/FINN5-11.000 | 3 | SPANGO VALLEY | 0
FIRHI/FIRR5-11.000 | 3 | KILLERMONT | 0
FLEMI/FLES5-11.000 | 3 | PORT DUNDAS | 0
FORGA/FORG5-11.000 | 3 | CUPAR | 0
FORTH/FOST5-11.000 | 3 | STIRLING | 0
FOXBA/FOXB5-11.000 | 3 | ELDERSLIE | 0
FRANK/FRAN5-11.000 | 3 | CLYDE'S MILL | 0
GAREL/GARE5-11.000 | 3 | HELENSBURGH | 0
GAUZE/GARO5-11.000 | 3 | GRANGEMOUTH A | 0
GARTS/GASH5-11.000 | 3 | EASTERHOUSE | 0
GARTA/GATA5-11.000 | 3 | DEVONSIDE | 0
GEORG/GESL5-11.000 | 3 | WHITEHOUSE | 0
GIRTH/GIRT5-11.000 | 3 | JOHNSTONE | 0
GIRVA/GIRV5-11.000 | 3 | MAYBOLE | 0
GLASG/GLAA5-11.000 | 3 | PAISLEY | 0
GLENN/GLEG0G11.000 | 3 | KILMARNOCK TOWN | 0
GLENG/GLGA5-11.000 | 3 | AYR | 0
GLENL/GLLU5-11.000 | 3 | GLENLUCE & NEWTON STEWART | 0
GLENM/GLMA5-11.000 | 3 | EASTERHOUSE | 5.0437
GLENB/GLNB5-11.000 | 3 | ELDERSLIE | 0
GLTE10 11.000 | 3 | BERWICK & ECCLES & GALASHIELS | 0
GLENW/GLWO5-11.000 | 3 | GLENROTHES | 0
GORDO/GORD5-11.000 | 3 | BERWICK & ECCLES & GALASHIELS | 0
GORGI/GORG5-11.000 | 3 | GORGIE | 0
GRANT/GRAS5-11.000 | 3 | WEST GEORGE ST | 0
GREEN/GRLA5-11.000 | 3 | BERWICK & ECCLES & GALASHIELS | 0
GRETN/GRNA5-11.000 | 3 | CHAPELCROSS | 0
GRANT/GRPA5-11.000 | 3 | DEWAR PLACE | 0
GRASS/GRYA5-11.000 | 3 | KILMARNOCK TOWN | 0
GYLEM/GYLE5-11.000 | 3 | SIGHTHILL | 0
HAGGS/HAGR5-11.000 | 3 | HAGGS ROAD | 0
HALKS/HALK5-11.000 | 3 | SALTCOATS A&B | 0
HAMIL/HAMN5-11.000 | 3 | STRATHAVEN | 0
HECLA/HECA5-11.000 | 3 | DRUMCHAPEL | 0
HEATH/HEFI5-11.000 | 3 | AYR | 0
HEATH/HEHA5-11.000 | 3 | DUMFRIES | 0
HELEN/HELS6-6.6000 | 3 | GOVAN | 0
HENDE/HERO5-11.000 | 3 | SHRUBHILL | 0
HIGH /HIBL5-11.000 | 3 | EAST KILBRIDE | 0
HIGH /HIMA5-11.000 | 3 | STRATHLEVEN | 0
HORNC/HORN5-11.000 | 3 | BERWICK & ECCLES & GALASHIELS | 0
HUNTE/HUNS5-11.000 | 3 | CHARLOTTE STREET | 0
HUNTE/HUNT5-11.000 | 3 | EAST KILBRIDE | 0
HUNTE/HUST5-11.000 | 3 | HUNTERSTON FARM | 0
DUMFR/ICID5-11.000 | 3 | DUMFRIES ICI | 0
INVER/INRO5-11.000 | 3 | SPANGO VALLEY | 0
IRVIN/IRVI5-11.000 | 3 | KILWINNING | 2.5772
JACKT/JACT5-11.000 | 3 | E KILBRIDE SOUTH | 0
JOHNS/JOHN5-11.000 | 3 | JOHNSTONE | 0
KELLI/KEBA5-11.000 | 3 | DEVONSIDE | 0
KELTY/KELT5-11.000 | 3 | WESTFIELD | 0
KELVI/KELV5-11.000 | 3 | E KILBRIDE SOUTH | 0
KENNI/KENA5-11.000 | 3 | CROOKSTON A | 0
KELVI/KEVS5-11.000 | 3 | PARTICK | 0
KILMA/KIAR5-11.000 | 3 | KILLERMONT | 0
KIRKB/KIBA5-11.000 | 3 | CHAPELCROSS | 0
KILBI/KIBI5-11.000 | 3 | SALTCOATS A&B | 0
KINGS/KIBL5-11.000 | 3 | KAIMES | 0
KILMA/KICM5-11.000 | 3 | JOHNSTONE | 0
KILLO/KICO5-11.000 | 3 | COYLTON | 0
KILDR/KIDR5-11.000 | 3 | CUMBERNAULD | 0
KINGS/KIIR5-11.000 | 3 | BRAEHEAD PARK | 0
KILMA/KIMA5-11.000 | 3 | KILMARNOCK SOUTH | 0
KIRKN/KINW5-11.000 | 3 | LIVINGSTON EAST | 0
KINGS/KIRN5-11.000 | 3 | SIGHTHILL | 0
KIRKI/KIRT5-11.000 | 3 | EASTERHOUSE | 0
KINGS/KISL5-11.000 | 3 | KAIMES | 0
KILSY/KISY5-11.000 | 3 | BONNYBRIDGE | 0
KIRKT/KITO5-11.000 | 3 | LIVINGSTON EAST | 0
KILMA/KMPL0G11.000 | 3 | KILLERMONT | 0
LARBE/LABE5-11.000 | 3 | BONNYBRIDGE | 0
LARKH/LAHA5-11.000 | 3 | WISHAW | 0
LANGS/LANG5-11.000 | 3 | HAGGS ROAD | 0
LANAR/LANK5-11.000 | 3 | LINMILL & NEWARTHILL | 0
LANGL/LANS5-11.000 | 3 | KILMARNOCK TOWN | 0
LARKF/LARK5-11.000 | 3 | SPANGO VALLEY | 0
LARKH/LATO5-11.000 | 3 | WISHAW | 0
LAUDE/LAUD5-11.000 | 3 | BERWICK & ECCLES & GALASHIELS | 0
LADY /LAVI5-11.000 | 3 | PORTOBELLO | 0
LEVEN/LEBA5-11.000 | 3 | LEVEN | 5.4469
LEONA/LECH5-11.000 | 3 | STRATHAVEN | 0
LESMA/LEGO5-11.000 | 3 | LINMILL & NEWARTHILL | 2.6535
LETHA/LEHI5-11.000 | 3 | COYLTON | 0
LESLI/LESS5-11.000 | 3 | ST ANDREWS CROSS | 0
LEUCH/LEUC5-11.000 | 3 | CUPAR | 0
LEVEN/LEVS5-11.000 | 3 | WISHAW | 0
LITTL/LIFR5-11.000 | 3 | KAIMES | 0
LINTO/LILA5-11.000 | 3 | GLENNISTON | 0
LINLI/LINL5-11.000 | 3 | GRANGEMOUTH A | 0
LINTH/LINR5-11.000 | 3 | CROOKSTON B | 0
LINTH/LINT5-11.000 | 3 | GOVAN | 0
LOWER/LLRO5-11.000 | 3 | PORTOBELLO | 0
LONGA/LOAN5P11.000 | 3 | DUNFERMLINE | 0
LOCKE/LOBI5-11.000 | 3 | CHAPELCROSS | 0
LOCHW/LOCW5-11.000 | 3 | JOHNSTONE | 0
LOANI/LONI5-11.000 | 3 | BERWICK & ECCLES & GALASHIELS | 0
LOCHE/LOQU5-11.000 | 3 | PORTOBELLO | 0
LOCHS/LOSI5-11.000 | 3 | DUMFRIES | 0
LOANS/LOST5-11.000 | 3 | KAIMES | 0
LUGTO/LUGT5-11.000 | 3 | KAIMES | 0
MAYBO/MABO5-11.000 | 3 | MAYBOLE | 0
MARKE/MAHI5-11.000 | 3 | EAST KILBRIDE | 0
MAUCH/MALI5-11.000 | 3 | COYLTON | 0
MANUE/MANU5-11.000 | 3 | GRANGEMOUTH A | 0
MARTI/MART5-11.000 | 3 | WHITEHOUSE | 0
MAUKI/MAUR5-11.000 | 3 | CARNTYNE | 0
MAXWE/MAXS5-11.000 | 3 | WHITEHOUSE | 0
MAXWE/MAXT5-11.000 | 3 | DUMFRIES | 0
MIDDL/MBPV0G11.000 | 3 | REDHOUSE | 0
MEADO/MEAR6-6.6000 | 3 | PARTICK | 0
METHI/MEHI5-11.000 | 3 | LEVEN | 0
MENST/MENS5-11.000 | 3 | DEVONSIDE | 0
MILLE/MHIL0G11.000 | 3 | PORTOBELLO | 0
MIDDL/MIBI5-11.000 | 3 | CHAPELCROSS | 0
MILLI/MILL5-11.000 | 3 | JOHNSTONE | 0
MILL /MIST5-11.000 | 3 | AYR | 0
MITCH/MITS5-11.000 | 3 | WEST GEORGE ST | 0
MOFFA/MOFT5-11.000 | 3 | CHAPELCROSS | 0
MONKT/MOHA5-11.000 | 3 | PORTOBELLO | 0
MONKT/MONK5-11.000 | 3 | KILMARNOCK SOUTH | 0
MOREB/MORE5-11.000 | 3 | HAWICK | 0
MORTO/MORT5-11.000 | 3 | WHITEHOUSE | 0
MUIRH/MUBA5-11.000 | 3 | TELFORD ROAD | 0
MUIRH/MUHO5-11.000 | 3 | WISHAW | 0
MYOTH/MYOT5-11.000 | 3 | BONNYBRIDGE | 0
MYRTL/MYRT5-11.000 | 3 | COATBRIDGE | 0
N.B. /NBDI5-11.000 | 3 | GORGIE | 0
NEWBU/NEBU5-11.000 | 3 | CUPAR | 0
NEW C/NECU5-11.000 | 3 | COYLTON | 0
NEILS/NELA5-11.000 | 3 | STRATHAVEN | 0
NEWMI/NEMI5-11.000 | 3 | KILMARNOCK SOUTH | 0
NETHE/NETH5-11.000 | 3 | DUNFERMLINE | 0
NEWTO/NETS5-11.000 | 3 | GLENLUCE & NEWTON STEWART | 0
NEWBR/NEWB5-11.000 | 3 | BROXBURN | 0
NEWCA/NEWC5-11.000 | 3 | CHAPELCROSS | 0
NEWLA/NEWL5-11.000 | 3 | GIFFNOCK | 0
NORTH/NOBE5-11.000 | 3 | DUNBAR | 0
NORHA/NORH5-11.000 | 3 | BERWICK & ECCLES & GALASHIELS | 0
NORTH/NORO5-11.000 | 3 | BERWICK & ECCLES & GALASHIELS | 0
OAKFI/OAKD5-11.000 | 3 | BERWICK & ECCLES & GALASHIELS | 0
OLD B/OBRI5-11.000 | 3 | AYR | 0
OCEAN/OCEA5-11.000 | 3 | SHRUBHILL | 0
OLD D/OLDD6-6.6000 | 3 | PARTICK | 0
OLD I/OLIN5-11.000 | 3 | CUMBERNAULD | 0
OVERT/OVTO5-11.000 | 3 | WISHAW | 0
OXWEL/OXMA5A11.000 | 3 | DUNBAR | 1.7628
OXGAN/OXRO5-11.000 | 3 | WHITEHOUSE | 0
PARK /PARO5-11.000 | 3 | WHITEHOUSE | 0
PAULV/PAVI5-11.000 | 3 | BATHGATE | 0
PENIC/PECU5-11.000 | 3 | KAIMES | 0
PENCA/PENC5-11.000 | 3 | COCKENZIE | 0
PENPO/PEPO5-11.000 | 3 | DUMFRIES | 0
PEPPE/PEPP5-11.000 | 3 | COCKENZIE | 3.0865
PETER/PETR5-11.000 | 3 | PORT DUNDAS | 0
PITRE/PIAV5-11.000 | 3 | INVERKEITHING | 0
PITTE/PICH5-11.000 | 3 | REDHOUSE | 0
PILTO/PIDR5-11.000 | 3 | DEWAR PLACE | 0
PINWH/PIWH5-11.000 | 3 | MAYBOLE | 0
POLKE/POLK5-11.000 | 3 | BATHGATE | 0
POLMO/PONT5-11.000 | 3 | GRANGEMOUTH A | 0
PORTO/POOB5-11.000 | 3 | PORTOBELLO | 0
PREST/PRES5-11.000 | 3 | COCKENZIE | 0
PYRAM/PYRA5-11.000 | 3 | BATHGATE | 0
QUEEN/QUDR5-11.000 | 3 | KILMARNOCK TOWN | 0
QUEEN/QUWA5-11.000 | 3 | GLENROTHES | 0
RAITH/RAIT5-11.000 | 3 | GLENNISTON | 0
RANDO/RALA5-11.000 | 3 | DEWAR PLACE | 0
RALST/RALS5-11.000 | 3 | CROOKSTON A | 0
RANDO/RANR5-11.000 | 3 | PARTICK | 0
RAVEN/RAPA5-11.000 | 3 | SALTCOATS A&B | 0
RANNO/RARO6-6.6000 | 3 | SIGHTHILL | 0
RENFR/RENF5-11.000 | 3 | BRAEHEAD PARK | 0
MARKI/ROBP5-11.000 | 3 | GLENROTHES | 0
ROCHE/ROPR5-11.000 | 3 | KILWINNING | 0
ROSEB/ROSE5-11.000 | 3 | SIGHTHILL | 0
ROTTE/ROTB5-11.000 | 3 | CHARLOTTE STREET | 0
ROTTE/ROTT5-11.000 | 3 | CHARLOTTE STREET | 0
PORT /RTPG5-11.000 | 3 | DEVOL MOOR | 0
SALTC/SACO5-11.000 | 3 | SALTCOATS A&B | 0
ST AN/SANX6-6.6000 | 3 | ST ANDREWS CROSS | 0
SAUGH/SARN6-6.6000 | 3 | SIGHTHILL | 0
SAUCH/SAUC5-11.000 | 3 | DEVONSIDE | 0
S&N B/SCNB5-11.000 | 3 | GORGIE | 0
SELKI/SELK5-11.000 | 3 | BERWICK & ECCLES & GALASHIELS | 0
SOUTH/SGYL5-11.000 | 3 | SIGHTHILL | 0
SHERW/SHER5-11.000 | 3 | PAISLEY | 0
SHINE/SHSU5-11.000 | 3 | DRUMCROSS | 0
SIGHT/SIFM5-11.000 | 3 | SIGHTHILL | 0
SOUTH/SOFI5-11.000 | 3 | WESTFIELD | 0
SOUTH/SOGE5-11.000 | 3 | GOVAN | 0
SOUTH/SOQU5-11.000 | 3 | BROXBURN | 0
SORBI/SORB5-11.000 | 3 | GLENLUCE & NEWTON STEWART | 0
SPOTT/SPOT5-11.000 | 3 | DUNBAR | 0
ST BO/STBO5-11.000 | 3 | BERWICK & ECCLES & GALASHIELS | 0
STEVE/STCR5-11.000 | 3 | CHAPELCROSS | 0
STELR/STEL5-11.000 | 3 | DUMFRIES | 0
STEPF/STEP5-11.000 | 3 | EASTERHOUSE | 0
STEVE/STEV5-11.000 | 3 | SALTCOATS A&B | 0
STRAT/STHA5-11.000 | 3 | STRATHAVEN | 0
STIRL/STIR5-11.000 | 3 | STIRLING | 0
ST JA/STJC5-11.000 | 3 | SHRUBHILL | 0
ST NI/STNI5-11.000 | 3 | STIRLING | 0
STRAN/STRA5-11.000 | 3 | GLENLUCE & NEWTON STEWART | 0
STIRL/STUN5-11.000 | 3 | STIRLING | 0
SYMIN/SYMT5-11.000 | 3 | LINMILL & NEWARTHILL | 0
TELFO/TELR5-11.000 | 3 | TELFORD ROAD | 0
TESCO/TESC5-11.000 | 3 | DRUMCROSS | 0
THIST/THCO5-11.000 | 3 | DEWAR PLACE | 0
TOWNH/TOWN5-11.000 | 3 | DUNFERMLINE | 0
TRANE/TRAN5-11.000 | 3 | COCKENZIE | 0
UDDIN/UDDS5-11.000 | 3 | CLYDE'S MILL | 0
UNDER/UNDE5-11.000 | 3 | ELDERSLIE | 1.6507
VIRID/VIRD0G11.000 | 3 | DUNBAR | 0
VIRGI/VIRS5-11.000 | 3 | CHARLOTTE STREET | 0
WADDE/WADS5-11.000 | 3 | ST ANDREWS CROSS | 0
WAROU/WARO5-11.000 | 3 | GLENROTHES | 0
WATLI/WATS5-11.000 | 3 | WISHAW | 0
WESTF/WEAV5-11.000 | 3 | HAGGS ROAD | 0
WEST /WECL5-11.000 | 3 | LIVINGSTON EAST | 0
WEST /WELI5-11.000 | 3 | KAIMES | 0
WESTB/WESR5-11.000 | 3 | CLYDE'S MILL | 0
WESTE/WEST5-11.000 | 3 | DRUMCHAPEL | 0
WESTW/WEWO5-11.000 | 3 | EAST KILBRIDE | 0
WEST /WGEO5-11.000 | 3 | WEST GEORGE ST | 0
WHITC/WHCH5-11.000 | 3 | BERWICK & ECCLES & GALASHIELS | 0
WHOLE/WHFL5-11.000 | 3 | GRANGEMOUTH A | 0
WILLI/WLST5-11.000 | 3 | DEWAR PLACE | 0
WOODS/WOID5-11.000 | 3 | COATBRIDGE | 0
WOODE/WOOD5-11.000 | 3 | HELENSBURGH | 0
WOODI/WOSL5-11.000 | 3 | EASTERHOUSE | 0
YETHO/YETH5-11.000 | 3 | BERWICK & ECCLES & GALASHIELS | 0
YOKER/YOKF5-11.000 | 3 | DRUMCHAPEL | 0
ZETLA/ZEPK5-11.000 | 3 | GRANGEMOUTH A | 0
ALMON/ALMV5-11.000 | 3 | LIVINGSTON EAST | 0
FROGS/FROG5-11.000 | 3 | KAIMES | 0
KEPCUL1A 11.000 | 3 | STRATHLEVEN | 0
DRYMEN1A 11.000 | 3 | STRATHLEVEN | 0
ROSSPR1A 11.000 | 3 | STRATHLEVEN | 0
KILLEA1A 11.000 | 3 | STRATHLEVEN | 0
ABERFO1A 11.000 | 3 | STRATHLEVEN | 0
AUCHEN1A 11.000 | 3 | STRATHLEVEN | 0

## SSC unit rate lookup
Back to Overview
Standard Settlement Configuration Id | Standard Settlement Configuration Desc | Common Decode | Change implemented | Date | Comments
3 | 10-hour OP | A/R | Notes updated | 2019-06-10 | Updated to reflect DCP 268 which delinks all tariffs from the TPR bands
4 | 10-hour OP | A/R | Code 1 & 2 changed to A | 2019-06-10 | Updated to reflect DCP 268 which delinks all tariffs from the TPR bands
5 | 10-hour OP + w/e | A/R | Code O changed to A/R | 2019-06-10 | Updated to reflect DCP 268 which delinks all tariffs from the TPR bands
6 | 10.5-hour OP | A/R | Removed TPR | 2019-06-10 | Removed TPR lookup element as this no longer effects which rate to apply
7 | 10.5-hour OP | A/R
8 | 10.5-hour OP | A/R
9 | 10.5-hour OP | A/R
10 | 10.5-hour OP | A/R
11 | 10.5-hour OP | A/R
12 | 10.5-hour OP | A/R
13 | 11 Hour OP | A/R
15 | 11 Hour OP | A/R
16 | 11.5-hour OP | A/R
17 | 11.5-hour OP | A/R
18 | 11.5-hour OP | A/R
19 | 11.5-hour OP | A/R
20 | 11.5-hour OP | A/R
21 | 11.5-hour OP | A/R
22 | 11.5-hour OP | A/R
23 | 11-hour OP | A/R
24 | 11-hour OP | A/R
25 | 11-hour OP | A/R
26 | 11-hour OP | A/R
28 | 11-hour OP | A/R
29 | 11-hour OP | A/R
30 | 11-hour OP | A/R
31 | 11-hour OP | A/R
32 | 11-hour OP | A/R
33 | 11-hour OP | A/R
34 | 11-hour OP | A/R
35 | 11-hour OP | A/R
36 | 11-hour OP | A/R
37 | 11-hour OP | A/R
38 | 11-hour OP | A/R
39 | 11-hour OP | A/R
40 | 11.5-hour OP | A/R
41 | 8.5-hour OP | A/R
42 | 9-hour OP | A/R
43 | 9-hour OP | A/R
44 | 8.5-hour OP | A/R
45 | 11-hour OP + Summer | A/R
46 | 11-hour OP + w/e | A/R
47 | 11-hour OP + w/e & Summer | A/R
48 | 11-hour OP + weekends | A/R
49 | 11.5-hour OP | A/R
50 | 12-hour OP + w/e & Summer | A/R
51 | 12-hour night | A
52 | 12-hour OP | A/R
53 | 12-hour OP | A/R
55 | 12-hour OP | A/R
56 | 12-hour OP | A/R
57 | 12-hour OP | A/R
58 | Key Meter pseudo 2-rate | A
59 | 12-hour OP | A/R
60 | 12-hour OP | A/R
62 | 8-hour OP (see also SSC 427) | A
63 | 9-hour OP | A/R
64 | 12-hour OP | A/R
65 | 12-hour OP + Summer | A/R
66 | 12-hour OP + Summer | A/R
67 | 12.5-hour OP | A/R
71 | 12.5-hour OP | A/R
72 | 12.5-hour OP | A/R
73 | 12.5-hour OP | A/R
74 | 12.5-hour OP + Summer | A/R
75 | 12.5-hour OP + w/e | A/R
76 | 12.5-hour OP + w/e | A/R
77 | 12.5-hour OP + w/e | A/R
78 | 12.5-hour OP + w/e & Summer | A/R
79 | 14-hour E7 | A
80 | 14-hour Off Peak | A/R
81 | 14-hour OP + Sun | A/R
82 | 14.5-hour OP | A/R
83 | 14.5-hour OP | A/R
84 | 14.5-hour OP | A/R
85 | 14.5-hour OP | A/R
86 | 14.5-hour OP | A/R
87 | 14.5-hour OP | A/R
88 | 14.5-hour OP | A/R
91 | 14.5-hour OP + Summer | A/R
92 | 14.5-hour OP + Summer | A/R
93 | split 7-hour E7 | A
94 | 14.5-hour OP + Summer | A/R
95 | 14.5-hour OP + Summer | A/R
96 | 14.5-hour OP + Summer | A/R
97 | 14.5-hour OP + w/e | A/R
98 | 14.5-hour OP + w/e & Summer | A/R
99 | 15-hour OP | A/R
100 | 15-hour OP | A/R
101 | 15-hour OP + w/e & Summer | A/R
102 | 15-hour OP + w/e & Summer | A/R
103 | 15-hour OP + w/e & Summer | A/R
104 | 15.5-hour OP | A/R
105 | 15.5-hour OP | A/R
106 | 15.5-hour OP | A/R
107 | 15.5-hour OP | A/R
108 | 15.5-hour OP | A/R
109 | 15.5-hour OP | A/R
110 | 15.5-hour OP | A/R
111 | 15.5-hour OP + Summer | A/R
112 | 15.5-hour OP + w/e | A/R
113 | 15.5-hour OP + w/e | A/R
115 | 15.5-hour OP + w/e | A/R
116 | 15.5-hour OP + w/e | A/R
117 | 15.5-hour OP + w/e | A/R
118 | 15.5-hour OP + w/e & Summer | A/R
119 | 15.5-hour OP + w/e & Summer | A/R
120 | 9-hour OP | A/R
121 | 2-rate terms | A
122 | 2-rate SToD | A
123 | 2-rate variable SToD | A
124 | 2-rate variable SToD | A
125 | 2-rate variable SToD | A
126 | 7-hour E7 | A
127 | 3-rate SToD | A
128 | Dom/Non-dom Seasonal (link SSC 0342) | A
129 | 3-rate SToD | A
130 | 3-rate variable | A
131 | 3-rate variable | A
132 | 4-rate SToD | A
133 | 4-rate SToD | A
134 | 4-rate SToD | A
135 | 4-rate SToD | A
136 | 4-rate SToD | A
137 | 4-rate SToD | A
138 | 4-rate SToD | A
140 | split 7-hour E7 | A
141 | 5-rate SToD | A
142 | 5-rate SToD | A
143 | 15-hour OP | A/R
144 | 6-rate SToD | A
145 | 6-rate SToD | A
146 | 6-rate SToD | A
147 | 6-rate SToD | A
148 | 7-hour OP (see also SSC 0185) | A
149 | Smart 7, heating | A
150 | 7-hour E7 | A
151 | 7-hour E7 | A
152 | 7-hour E7 | A
153 | 7-hour E7 | A
154 | 7-hour E7 | A
155 | split 7-hour E7 | A/R
156 | 7-hour E7 | A
157 | 7-hour E7 | A
158 | 7-hour E7 | A
159 | 12-hour OP | A/R
160 | 7-hour E7 | A
161 | 7-hour E7 | A
162 | 7-hour E7 | A
163 | 7-hour E7 | A
164 | 7-hour E7 | A
165 | 7-hour E7 | A
166 | 7-hour E7 | A
167 | 7-hour E7 | A
168 | 7-hour E7 | A
169 | 7-hour E7 | A
170 | 7-hour E7 | A
171 | 7-hour E7 | A
172 | 7-hour E7 | A
173 | 7-hour E7 | A
174 | 7-hour E7 | A
175 | 7-hour E7 | A
176 | 7-hour E7 | A
177 | 7-hour E7 | A
178 | 7-hour E7 (Cornwall & def reinforcement) | A
179 | 7-hour E7 | A
180 | 7-hour E7 | A
181 | 7-hour E7 | A
182 | 7-hour E7 | A
183 | 7-hour E7 | A
184 | 7-hour E7 | A
185 | 7-hour E7 | A
186 | 7-hour E7 | A
187 | 7-hour E7 | A
188 | 7-hour E7 | A
189 | 7-hour E7 | A/R
190 | 7-hour E7 | A/R
191 | 7-hour E7 | A/R
192 | 7-hour E7 | A/R
193 | 7-hour E7 | A/R
194 | 7-hour E7 | A/R
195 | 7-hour E7 | A/R
196 | 7-hour E7 | A/R
197 | 7-hour E7 | A/R
198 | 7-hour E7 | A/R
199 | 7-hour E7 | A/R
201 | 7-hour E7 | A/R
202 | 7-hour E7 | A/R
203 | 7-hour E7 | A/R
204 | 7-hour E7 | A/R
205 | 7-hour E7 | A/R
206 | 7-hour E7 | A/R
207 | 7-hour E7 | A/R
208 | 7-hour E7 | A/R
209 | 7-hour E7 | A
210 | 7-hour E7 | A
211 | 7-hour E7 | A
212 | 7-hour E7 | A
213 | 7-hour E7 | A
214 | 7-hour E7 | A
215 | 7-hour E7 | A
216 | 7-hour E7 | A
217 | 7-hour E7 | A
218 | 7-hour E7 | A
219 | 7-hour E7 | A
220 | 7-hour E7 | A
221 | 7-hour E7 | A
222 | 7-hour E7 | A
223 | 7-hour E7 | A
224 | 7-hour E7 | A
225 | 7-hour E7 | A
226 | 7-hour E7 | A
227 | 7-hour E7 | A
228 | Supertariff heating | A/R
229 | Supertariff heating | A/R
230 | 7-hour E7 | A/R
231 | split 7-hour E7 | A
233 | split 7-hour E7 | A
234 | split 7-hour E7 | A
235 | split 7-hour E7 | A
236 | split 7-hour E7 | A
237 | split 7-hour E7 | A
238 | 7-hour E7 | A
241 | 7-hour E7 (differential switching) | A
242 | 7-hour night | A
243 | Key Meter pseudo 2-rate | A
244 | 7-hour E7 | A
245 | 7-hour night | A
246 | Economy 7 Day & Night | A
247 | 7-hour night | A
248 | 7-hour E7 | A
249 | 7-hour night | A
250 | 7-hour OP | A/R
251 | 7-hour OP | A/R
252 | 7-hour OP | A/R
253 | 7-hour OP | A/R
254 | 7-hour variable E7 (Menter B) | A
255 | 7-hour variable E7 (Menter A) | A
257 | 8-hour E7 | A
258 | 8-hour night | A
259 | 10-hour night | A
260 | 8-hour night | A/R
261 | 8-hour night | A
262 | 8-hour night | A
263 | 8-hour night | A
264 | 8-hour night | A
265 | 8-hour OP | A/R
266 | 8-hour OP | A/R
267 | 8-hour OP | A/R
268 | 8-hour OP | A/R
269 | 8-hour OP | A/R
270 | 8-hour OP | A/R
271 | 8-hour OP | A/R
272 | 8-hour OP | A/R
273 | 8-hour OP | A/R
274 | 8-hour OP | A/R
276 | 8-hour OP | A/R
277 | 8-hour OP + Summer | A/R
278 | 8-hour OP + w/e | A/R
279 | 8-hour OP + w/e & Summer | A/R
280 | 8-hour OP + weekends | A/R
281 | 9-hour night | A
283 | 9-hour night (differential switching) | A
284 | 9-hour OP | A/R
285 | 9-hour OP | A/R
286 | 9-hour OP + w/e | A/R
287 | Boiler | A/R
288 | Budget Warmth | A/R
289 | Budget Warmth | A/R
290 | Budget Warmth | A/R
291 | Budget Warmth | A/R
292 | Budget Warmth | A/R
297 | Budget Warmth | A/R
298 | Budget Warmth | A/R
299 | Budget Warmth | A/R
300 | Flexiheat Day/Evening/Weekend | A
301 | Flexiheat (weather) Day/Evening/Weekend | A
302 | Superdeal Day/Night | A
303 | Budget Warmth | A/R
304 | Budget Warmth | A/R
305 | Domestic heating tariff | A
306 | Domestic heating tariff | A
307 | Domestic heating tariff | A
308 | Domestic heating tariff | A
309 | Superdeal (weather) Day/Night | A
310 | E10 type 1 (general purpose) | A
312 | 7-hour OP (see also SSC 186) | A
313 | Domestic E9 A | A/R
314 | 13-hour OP | A/R
315 | Evening/night | A/R
316 | Evening/Weekend | A
317 | Evening/Weekend | A
318 | Evening/Weekend | A
319 | 12-hour Evening/Weekend | A
320 | Evening/Weekend | A
321 | Evening/Weekend | A
322 | Evening/Weekend | A
323 | Evening/Weekend | A
324 | Domestic E9 B | A
325 | Evening/Weekend E7 | A
326 | Evening/Weekend E7 | A
327 | Evening/Weekend E7 | A
328 | Evening/Weekend E7 | A
329 | Evening/Weekend E7 | A
330 | Evening/Weekend E7 | A
331 | Evening/Weekend E7 | A
332 | Evening/Weekend E7 | A/R
334 | 3-rate heating, (link SSC 0343) | A
335 | Grain Drying | A
336 | Grain drying | A/R
337 | Grain drying | A/R
338 | Heating | A
339 | Local Authority Heating | A/R
340 | Local Authority Heating | A/R
341 | Local Authority Heating | A/R
342 | Dom & Non-dom Seasonal (link SSC 0128) | A
343 | 3-rate heating, water heating | A
344 | 7-hour E7, Day + Night (link SSC 0345) | A
344 | 7-hour E7, Day + Night (link SSC 0345) | A/R
345 | 7-hour E7, Day + Night (link SSC 0344) | A
346 | Non-Standard OP (8+3 hour) | A/R
347 | Non-Standard OP | A/R
348 | Non-Standard OP | A/R
349 | 7-hour E7 | A
350 | Warmwise heating | A/R
351 | Flexiheat heating | A
352 | Flexiheat (weather) heating | A
353 | Superdeal heating | A
354 | 12-hour OP | A/R
355 | Smart 7, Day/Night | A
357 | split 10-hour Heatwise | A/R
358 | split 10-hour Heatwise | A/R
359 | split 10-hour Heatwise | A/R
360 | split 10-hour Heatwise | A/R
361 | split 10-hour Heatwise | A/R
362 | split 10-hour Heatwise | A/R
363 | split 10-hour Heatwise | A/R
364 | split 10-hour Heatwise | A/R
365 | split 10-hour Heatwise | A/R
366 | split 10-hour Heatwise | A/R
367 | split 10-hour Heatwise | A/R
368 | split 10-hour Heatwise | A/R
369 | split 10-hour Heatwise | A/R
370 | split 10-hour Heatwise | A/R
371 | split 10-hour Heatwise | A/R
372 | Evening/Weekend | A
373 | split 7-hour E7 | A
374 | split 7-hour E7 | A
375 | split 7-hour E7 | A
376 | split 7-hour E7 | A
377 | split 7-hour E7 | A
378 | split 7-hour E7 | A
380 | split 7-hour E7 | A
381 | split 7-hour E7 | A
382 | split 7-hour E7 | A
384 | 7-hour E7 | A
385 | split 7-hour E7 | A/R
386 | 9-hour OP | A/R
387 | 15.5-hour OP | A/R
388 | split 7-hour E7 | A/R
389 | 12.5-hour OP | A/R
390 | split 7-hour E7 | A
391 | Summer & Winter w/e | A/R
392 | Summer Unrestricted | A
393 | Unrestricted | A
394 | 10-hour night | A
395 | Warmwise Day/Night | A
396 | 2-rate SToD | A
397 | 9-hour heating | A
398 | 12-hour OP + w/e | A
399 | 15-hour OP + w/e | A/R
400 | 8-hour night | A
401 | E10 type 1(heating circuit) | A/R
403 | 12-hour night | A
404 | Redring Boiler (general purpose) | A
405 | Redring Boiler (heating circuit) | A/R
406 | Cyclocontrol 3 | A/R
407 | Cyclocontrol 4 | A/R
408 | Cyclocontrol 5 | A/R
409 | Cyclocontrol 6 | A/R
410 | Cyclocontrol 7 | A/R
411 | Cyclocontrol 8 | A/R
412 | Cyclocontrol 9 | A/R
413 | Cyclocontrol 10 | A/R
414 | Cyclocontrol 11 | A/R
415 | Cyclocontrol 12 | A/R
416 | Cyclocontrol 13 | A/R
417 | Cyclocontrol 14 | A/R
418 | Cyclocontrol 15 | A/R
419 | Cyclocontrol 16 | A/R
420 | Cyclocontrol 17 | A/R
421 | Cyclocontrol 18 | A/R
422 | Cyclocontrol 19 | A/R
423 | Cyclocontrol 20 | A/R
424 | Cyclocontrol 21 | A/R
425 | Superdeal (weather) heating | A
426 | 7-hour E7 | A
427 | Day/Night (White meter) | A
428 | Unmetered Type A ("flat" profile) | U
429 | Unmetered B ("dusk-to-dawn") | U
430 | Unmetered C ("half-night & pre-dawn") | U
431 | Unmetered D ("dawn-to-dusk") | U
432 | 7-hour E7 | A
434 | 12 Hour OP | A/R
435 | Domestic 3-rate heating | A
436 | 3-Rate Seasonal | A
437 | Lifestyle Tariff | A
439 | Split 7-hour E7 | A
440 | 3-rate ToW | A
441 | 4-rate SToD | A
442 | 7-hour E7 | A/R
443 | Evening/Weekend | A
444 | Evening/Weekend E7 | A
444 | Evening/Weekend E7 | A/R
445 | 7-hour variable E7 | A
446 | 7-hour variable E7 | A
447 | 7-hour OP | A
448 | 7-hour OP | A
449 | 7-hour OP | A
450 | 7-hour OP | A
451 | 7-hour OP | A
452 | 7-hour OP | A
453 | 7-hour OP | A
454 | 7-hour OP | A
455 | 7-hour OP | A
456 | 7-hour OP | A
459 | 7-hour OP | A
460 | 12 Hours OP | A/R
461 | 12 Hours OP | A/R
462 | 8 Hours OP | A/R
463 | 10.5 Hours OP | A/R
464 | Weekender Tariff (V1) | A
465 | Weekender Tariff (V2) | A
466 | Maximum Demand Register | A
467 | Maximum Demand Register | A
468 | Maximum Demand Register | A
469 | Maximum Demand Register | A
470 | Maximum Demand Register | A
473 | Economy 7 - all purpose tariff G63 | A
474 | split 7hr o/p | A/R
475 | Split 7hr E7 | A
476 | 14.5 hr o/p | A/R
477 | 14.5 hr o/p | A/R
478 | Evening/Weekend E7 | A
479 | Split 7-hour E7 | A
480 | Split 7-hour E7 | A
481 | Split 7-hour E7 | A
482 | Micro-PV Export Import Profile Class 1 | G
483 | Micro-PV Export Import Profile Class 2 | G
484 | Micro-PV Export Import Profile Class 3 | G
485 | Micro-PV Export Import Profile Class 4 | G
486 | Micro-PV Export Import Profile Class 5 | G
487 | Micro-PV Export Import Profile Class 6 | G
488 | Micro-PV Export Import Profile Class 7 | G
489 | Micro-PV Export Import Profile Class 8 | G
490 | Micro-CHP Export Import Profile Class 1 | G
491 | Micro-CHP Export Import Profile Class 2 | G
492 | Micro-CHP Export Import Profile Class 3 | G
493 | Micro-CHP Export Import Profile Class 4 | G
494 | Micro-CHP Export Import Profile Class 5 | G
495 | Micro-CHP Export Import Profile Class 6 | G
496 | Micro-CHP Export Import Profile Class 7 | G
497 | Micro-CHP Export Import Profile Class 8 | G
498 | Other Sml Export SSC any import Profile | G
701 | 8.5-hour OP + w/e | A/R
702 | 8.5-hour OP + w/e | A/R
703 | 12-hour OP + w/e | A/R
704 | 12-hour OP + w/e | A/R
705 | 12-hour OP + w/e | A/R
706 | 12-hour OP + w/e | A/R
707 | 12-hour OP + w/e | A/R
708 | 12-hour OP + w/e | A/R
709 | 12-hour OP + w/e | A/R
710 | 12-hour OP + w/e | A/R
711 | 12-hour OP + w/e | A/R
712 | 16-hour OP + w/e | A/R
713 | 16-hour OP + w/e | A/R
714 | 16-hour OP + w/e | A/R
715 | 16-hour OP + w/e | A/R
716 | 20-hour OP + w/e | A/R
717 | 20-hour OP + w/e | A/R
718 | 20-hour OP + w/e + summer | A/R
719 | 20-hour OP + w/e + summer | A/R
720 | 3-rate SToD | A
721 | 8.5 hour WM | A
722 | 8.5 hour WM | A
723 | 8.5 hour WM | A
724 | 8.5 hour WM | A
725 | 8.5 hour WM | A
726 | 8.5 hour WM | A
727 | 8.5 hour WM | A
728 | 8.5 hour WM Heating | A
729 | 8.5 hour WM | A
730 | 8.5 hour WM Heating | A
731 | 8.5 hour WM | A
732 | 8.5 hour WM Heating | A
733 | 8.5 hour WM | A
734 | 8.5 hour WM Heating | A
735 | 8.5 hour WM | A
736 | 8.5 hour WM Heating | A
737 | 8.5 hour WM | A
738 | 8.5 hour WM Heating | A
739 | 8.5 hour WM | A
740 | 8.5 hour WM Heating | A
741 | 8.5 hour WM | A
742 | 8.5 hour WM Heating | A
743 | 8.5 hour WM | A
744 | 8.5 hour WM Heating | A
745 | 8.5 hour WM | A
746 | 8.5 hour WM Heating | A
747 | 8.5 hour WM | A
748 | 8.5 hour WM | A
749 | 8.5 hour WM Heating | A
752 | 8.5 hour WM | A
753 | Weathercall heating | A
754 | 8.5 hour WM | A
755 | Weathercall heating | A
756 | 8.5 hour WM | A
757 | Weathercall heating | A
758 | 8.5 hour WM | A
759 | Weathercall heating | A
760 | 8.5 hour WM | A
761 | Weathercall heating | A
762 | 8.5 hour WM | A
763 | Weathercall heating | A
764 | 8.5 hour WM | A
765 | Weathercall heating | A
766 | 8.5 hour WM | A
767 | Weathercall heating | A
768 | 8.5 hour WM | A
769 | Weathercall heating | A
770 | 18-hour dynamic | A
775 | Crop&Air Conditioning | A
776 | Crop&Air Conditioning | A
781 | 8.5 hour WM | A/R
782 | 8.5 hour WM | A
783 | 8.5 hour WM | A
784 | 8.5 hour WM | A
785 | 8.5 hour WM | A
786 | 8.5 hour WM | A
787 | E7 accompanying Birmingam W'call | A
788 | Birmingham Weathercall | A
789 | E7 accompanying Manchester W'call | A
790 | Manchester Weathercall | A
791 | E7 accompanying Anglesey W'call | A
792 | Anglesey Weathercall | A
793 | 8.5 hour WM | A
794 | 8.5 hour WM Heating | A
801 | Unrestricted | A
802 | Two rate with 8 hours night | A
803 | Dynamic | A/R
804 | Two rate with 8 hours night | A
805 | Dynamic | A/R
806 | Two rate with 8 hours night | A
807 | Dynamic | A/R
808 | Two rate with 8 hours night | A
809 | Dynamic | A/R
810 | Two rate with 8 hours night | A
811 | Dynamic | A/R
812 | Two rate with 8 hours night | A
813 | Dynamic | A/R
814 | Two rate with 8 hours night | A
815 | Dynamic | A/R
816 | Two rate with 8 hours night | A
817 | Dynamic | A/R
818 | Two rate with 8 hours night | A
819 | Dynamic | A/R
820 | Two rate with 8 hours night | A
821 | Dynamic | A/R
822 | Two rate with 8 hours night | A
823 | Dynamic | A/R
824 | Two rate with 8 hours night | A
825 | Dynamic | A/R
826 | Two rate with 8 hours night | A
827 | Dynamic | A/R
828 | Two rate with 8 hours night | A
829 | Dynamic | A/R
830 | Two rate with 8 hours night | A
831 | Dynamic | A/R
832 | Two rate with 8 hours night | A
833 | Dynamic | A/R
834 | Two rate with 8 hours night | A
835 | Dynamic | A/R
836 | Two rate with 8 hours night | A
837 | Dynamic | A/R
838 | Two rate with 8 hours night | A
839 | Dynamic | A/R
840 | Two rate with 8 hours night | A
841 | Dynamic | A/R
842 | Two rate with 8 hours night | A
843 | Dynamic | A/R
844 | Two rate with 8 hours night | A
845 | Dynamic | A/R
846 | Two rate with 8 hours night | A
847 | Dynamic | A/R
848 | Two rate with 8 hours night | A
849 | Dynamic | A/R
850 | Dynamic | A/R
851 | Dynamic | A/R
852 | Two rate with 8 hours night | A
853 | Two rate with 8 hours night | A
854 | Two rate with 8 hours night | A
855 | Two rate with 8 hours night | A
856 | Two rate with 8 hours night | A
857 | Two rate with 8 hours night | A
858 | Two rate with 8 hours night | A
859 | Two rate with 8 hours night | A
860 | Two rate with 8 hours night | A
861 | Two rate with 8 hours night | A
862 | Two rate with 8 hours night | A
863 | Two rate with 8 hours night | A
864 | Two rate with 8 hours night | A
865 | Two rate with 8 hours night | A
866 | Dynamic | A/R
867 | Two rate with 8 hours night | A
868 | Dynamic | A/R
869 | Two rate with 8 hours night | A
870 | Dynamic | A/R
871 | Two rate with 8 hours night | A
872 | Dynamic | A/R
873 | Two rate with 8 hours night | A
874 | Dynamic | A/R
875 | Two rate with 8 hours night | A
876 | Dynamic | A/R
877 | Two rate with 8 hours night | A
878 | Dynamic | A/R
879 | Two rate with 8 hours night | A
880 | Dynamic | A/R
881 | Two rate with 8 hours night | A
882 | Dynamic | A/R
883 | Two rate with 8 hours night | A
884 | Dynamic | A/R
885 | Two rate with 8 hours night | A
886 | Dynamic | A/R
887 | Two rate with 8 hours night | A
888 | Dynamic | A/R
889 | Two rate with 8 hours night | A
890 | Dynamic | A/R
891 | Dynamic | A/R
892 | Dynamic | A/R
893 | Dynamic | A/R
894 | 8 Hours OP | A/R
895 | 8 Hours OP | A/R
896 | 8 Hours OP | A/R
897 | Dynamic | A/R
898 | Dynamic | A/R
899 | 11 Hours OP | A/R
900 | 11 Hours OP | A/R
901 | 11 Hours OP | A/R
902 | 11 Hours OP | A/R
903 | 11 Hours OP | A/R
904 | 8 Hours OP + Weekends | A/R
905 | 8 Hours OP + Weekends | A/R
906 | 8 Hours OP + Weekends | A/R
907 | 15 Hours OP + Weekends | A/R
908 | 15 Hours OP + Weekends | A/R
909 | 15 Hours OP + Weekends | A/R
910 | 15 Hours OP + Weekends | A/R
911 | 15 Hours OP + Weekends | A/R
912 | 15 Hours OP + Weekends | A/R
913 | 15 Hours OP + Weekends | A/R
914 | 15 Hours Nov - April/24 Hours May - Oct | A
915 | 8 Hours OP | A
916 | 8 Hours OP | A
917 | 8 Hours OP | A
918 | Evening/Weekend | A
919 | 2 rate | A
920 | 2 rate | A
922 | Unrestricted | A
923 | Unrestricted | A
924 | Unrestricted | A
925 | Unmetered Type A ("flat " profile) | U
926 | Unmetered B ("dusk-to-dawn") | U
927 | Unmetered D ("dawn-to-dusk") | U
928 | Unmetered C ("half-night & pre-dawn") | U
929 | 11 Hours OP | A/R
930 | 11 Hours OP | A/R
931 | 11 Hours OP | A/R
932 | Seasonal ToD | A
933 | Two rate with 8 hours night | A
934 | Dynamic | A/R
935 | Split 10 hr E10 | A
936 | Split 10 hr E10 | A
937 | Split 10 hr E10 | A
938 | Split 10 hr E10 | A
939 | Split 10 hr E10 | A
940 | NHH Export Hydro Profile Class | G
941 | NHH Export Wind Profile Class | G
942 | 7-hour E7 (Cornwall & def reinforcement) | A
943 | 7-hour E7 | A
944 | 7-hour E7 | A
945 | 7-hour E7 | A
946 | 7-hour E7 | A
947 | Smart Meter 3 Rate Time of Day | A
948 | 10 hour Evening/Weekend | A
949 | General Purpose 2 Rate (paired wth 0950) | A
950 | E10 Heating Single Rate (prd wth 0949) | A/R
951 | E9 Heating | A/R
952 | General Purpose 2 Rate (paired wth 0951) | A
953 | Two rate with 20 hours night | A
954 | Three Rate Peak Day Other | A
955 | 4 rate weekday/2 rate weekend | A
956 | 4 Rate Weekday/2 rate Weekend (BST) | A
957 | Unrestricted with Weekday Peak | A
958 | Unrestricted with Peak | A
959 | Economy 7 with Weekday Peak | A
960 | Economy 7 with Peak | A
961 | Evening Weekend and Weekday Peak (smart) | A
962 | Evening Weekend with Peak | A
963 | Evening Weekend Night and Peak | A
964 | Evening Weekend with Night (BST) | A
965 | 3 Rate with Weekday Peak | A
966 | 8-hour OP | A/R
967 | Superdeal Day/Night | A
968 | Superdeal Day/Night | A
969 | 3 Rate with Weekday Peak | A
970 | split 7-hour E7 | A
971 | Smart meter trial - time of use 3 rate | A
972 | 2 Rate Saturday Off Peak | A
973 | Flexiheat Day/Evening/Weekend | A
974 | Flexiheat heating | A
975 | Saturday Off Peak (9-5) | A
976 | Sunday Off Peak (9-5) | A
978 | 7-hour OP | A/R
979 | Non-Standard OP (8+3 hour) | A/R
980 | General Purpose 2 Rate (paired with 0980 | A
981 | E10 Heating Single Rate (prd with 0981) | A/R
982 | Evening Saver | A
983 | Comfort Booster | A
984 | Saturday Off Peak (24 Hrs) | A
985 | Sunday Off Peak (24 Hrs) | A
989 | Redring Boiler (general purpose) | A
990 | Redring Boiler (heating circuit) | A/R
991 | 8-hour OP | A/R
996 | Lifestyle Tariff | A
997 | Evening/Weekend - BST | A
Notes:
There are a few governing rules that should be applied:
Specific notes for application of or tariffss:
  All tariffs are all delinked and set time bands are applied in place of the TPR’s timebands.
The following rules apply when allocating tariffs in DNO areas.
  1, G and U should be applied straight to the appropriate SSC to identify generation and UMS tariffs.
  Then considering the SSC alongside the PC.
  2, PC1s should be labelled Domestic Aggregated.
  3, PC2s with SSCs with A/R should be labelled Domestic Aggregated (related MPAN).
  4, Remaining PC2s should be labelled Domestic Aggregated.
  5, PC3s should be labelled Non Domestic Aggregated.
  6, PC4s with SSCs with A/R should be labelled Non Domestic Aggregated (related MPAN).
  7, Remaining PC4s should be labelled Non Domestic Aggregated.
  8, PC5 – 8s should be labelled Non Domestic Aggregated.
Common decode:
  A: Aggregated - replaces the Day & Night rates (1 & 2)
  A/R: Aggregated if on PC1 / PC3 / PC5 / PC6 / PC7 / PC8 or Aggregated (related MPAN) if on PC2 / PC4
  G: Generation
  U: Unmetered Supplies

## Residual Charging Bands
Back to Overview
SP Distribution - Effective from 2022/23 - Final Residual Charging Bands
Voltage of Connection | Band | Units | Lower Threshold* | Upper Threshold* | Residual Charge per MPAN (£)
Domestic Aggregated | Single band | - | - | - | 46.7209
Designated Properties connected at LV, billing with no MIC | 1 | kWh | 0 | 3571 | 17.3223
| 2 | kWh | 3571 | 12553 | 94.723
| 3 | kWh | 12553 | 25279 | 236.4098
| 4 | kWh | 25279 | ∞ | 740.702
Designated Properties connected at LV, billing with MIC | 1 | kVA | 0 | 80 | 1161.7153
| 2 | kVA | 80 | 150 | 2408.3321
| 3 | kVA | 150 | 231 | 4021.1739
| 4 | kVA | 231 | ∞ | 8909.5694
Designated Properties connected at HV | 1 | kVA | 0 | 422 | 5365.2724
| 2 | kVA | 422 | 1000 | 22571.1713
| 3 | kVA | 1000 | 1800 | 45653.2566
| 4 | kVA | 1800 | ∞ | 114716.0358
Designated EHV Properties | 1 | kVA | 0 | 5000 | 10495.9111
| 2 | kVA | 5000 | 12000 | 34523.5128
| 3 | kVA | 12000 | 21500 | 73479.6282
| 4 | kVA | 21500 | ∞ | 57146.8253
* All boundaries are inclusive of the upper threshold and exclusive of the lower threshold i.e. Lower < x ≤ Upper.

## Charge Calculator
Back to Overview
SP Distribution - Effective from 1 April 2022 - Final | [17 empty] | Red/black unit charge p/kWh | Amber/yellow unit charge p/kWh | Green unit charge p/kWh | Fixed charge p/MPAN/day | Capacity charge p/kVA/day | Exceeded capacity charge p/kVA/day | Reactive power charge p/kVArh
[17 empty] | Domestic Aggregated | Red unit charge p/kWh | Amber unit charge p/kWh | Green unit charge p/kWh | Fixed charge p/MPAN/day | n/a | n/a | n/a
LV and HV designated properties and Unmetered Supplies tariff calculator | [7 empty] | EHV designated property calculator | [8 empty] | Domestic Aggregated (related MPAN) | Red unit charge p/kWh | Amber unit charge p/kWh | Green unit charge p/kWh | n/a | n/a | n/a | n/a
Step 1, Choose your tariff using the drop down list in cell B10 | [7 empty] | Step 1, Choose your tariff using the drop down list in cell L10 | [8 empty] | Non-Domestic Aggregated | Red unit charge p/kWh | Amber unit charge p/kWh | Green unit charge p/kWh | Fixed charge p/MPAN/day | n/a | n/a | n/a
Step 2, After selecting a tariff in step 1, Cells C12-I12 will generate headings, please enter your consumption in cells C13:I13 underneath each heading generated (if no heading leave cell blank) | [7 empty] | Step 2, After selecting a tariff in step 1, Cells M12-T12 will generate headings, please enter your consumption in cells M13:T13 underneath each heading generated (if no heading leave cell blank) | [8 empty] | Non-Domestic Aggregated (related MPAN) | Red unit charge p/kWh | Amber unit charge p/kWh | Green unit charge p/kWh | n/a | n/a | n/a | n/a
Step 3, Enter a forecast of consumption if required in cells C14:I14 | [7 empty] | Step 3, Enter a forecast of consumption if required in cells M14:T14 | [8 empty] | LV Site Specific | Red unit charge p/kWh | Amber unit charge p/kWh | Green unit charge p/kWh | Fixed charge p/MPAN/day | Capacity charge p/kVA/day | Exceeded Capacity charge p/kVA/day | Reactive power charge p/kVArh
[17 empty] | LV Sub Site Specific | Red unit charge p/kWh | Amber unit charge p/kWh | Green unit charge p/kWh | Fixed charge p/MPAN/day | Capacity charge p/kVA/day | Exceeded Capacity charge p/kVA/day | Reactive power charge p/kVArh
Tariff details Choose tariff name from drop down box below | Red unit charge p/kWh | Amber unit charge p/kWh | Green unit charge p/kWh | Fixed charge p/MPAN/day | Capacity charge p/kVA/day | Exceeded Capacity charge p/kVA/day | Reactive power charge p/kVArh | Site details Choose the site name from the drop down box below | Import Super Red unit charge (p/kWh) | Import fixed charge (p/day) | Import capacity charge (p/kVA/day) | Import exceeded capacity charge (p/kVA/day) | Export Super Red unit charge (p/kWh) | Export fixed charge (p/day) | Export capacity charge (p/kVA/day) | Export exceeded capacity charge (p/kVA/day) | HV Site Specific | Red unit charge p/kWh | Amber unit charge p/kWh | Green unit charge p/kWh | Fixed charge p/MPAN/day | Capacity charge p/kVA/day | Exceeded Capacity charge p/kVA/day | Reactive power charge p/kVArh
LV Site Specific | [16 empty] | Unmetered Supplies | Black unit charge p/kWh | Yellow unit charge p/kWh | Green unit charge p/kWh | n/a | n/a | n/a | n/a
[17 empty] | LV Generation Aggregated | Red unit charge p/kWh | Amber unit charge p/kWh | Green unit charge p/kWh | Fixed charge p/MPAN/day | n/a | n/a | n/a
Tariff components | Red unit charge p/kWh | Amber unit charge p/kWh | Green unit charge p/kWh | Number of days in consumption period i.e. 365 if one year | Maximum import or export capacity kVA | Average daily exceeded capacity kVA | Excess reactive units kVArh | Tariff components | Import super red kWh | Number of days in consumption period i.e. 365 if one year | Maximum import capacity kVA | Average daily exceeded capacity kVA | Export Super Red kWh | Number of days in consumption period i.e. 365 if one year | Maximum export capacity kVA | Average daily exceeded capacity kVA | LV Sub Generation Aggregated | Red unit charge p/kWh | Amber unit charge p/kWh | Green unit charge p/kWh | Fixed charge p/MPAN/day | n/a | n/a | n/a
Enter current consumption details | [7 empty] | Enter current consumption details | [5 empty] | 0 |  |  | LV Generation Site Specific | Red unit charge p/kWh | Amber unit charge p/kWh | Green unit charge p/kWh | Fixed charge p/MPAN/day | n/a | n/a | Reactive power charge p/kVArh
Enter forecast consumption details (if different) | 0 | 0 | 0 | 0 | 0 | 0 | 0 | Enter forecast consumption details (if different) | 0 | 0 | 0 | 0 | 0 | 0 | 0 | 0 | LV Generation Site Specific no RP charge | Red unit charge p/kWh | Amber unit charge p/kWh | Green unit charge p/kWh | Fixed charge p/MPAN/day | n/a | n/a | n/a
[17 empty] | LV Sub Generation Site Specific | Red unit charge p/kWh | Amber unit charge p/kWh | Green unit charge p/kWh | Fixed charge p/MPAN/day | n/a | n/a | Reactive power charge p/kVArh
Charge components | Unit 1 £ | Unit 2 £ | Unit 3 £ | Fixed charge £ | Capacity charge £ | Exceeded capacity charge £ | Reactive power charge £ | Charge components | Import super red charge £ | Import fixed charge £ | Import capacity charge £ | Import exceeded capacity charge £ | Export super red charge £ | Export fixed charge £ | Export capacity charge £ | Export exceeded capacity charge £ | LV Sub Generation Site Specific no RP charge | Red unit charge p/kWh | Amber unit charge p/kWh | Green unit charge p/kWh | Fixed charge p/MPAN/day | n/a | n/a | n/a
Current consumption period charges | [7 empty] | Current consumption period charges | [8 empty] | HV Generation Site Specific | Red unit charge p/kWh | Amber unit charge p/kWh | Green unit charge p/kWh | Fixed charge p/MPAN/day | n/a | n/a | Reactive power charge p/kVArh
Forecast consumption period charges | [7 empty] | Forecast consumption period charges | [8 empty] | HV Generation Site Specific no RP charge | Red unit charge p/kWh | Amber unit charge p/kWh | Green unit charge p/kWh | Fixed charge p/MPAN/day | n/a | n/a | n/a
| Total charge £ | [7 empty] | Import total charge £ | Export total charge £
Current consumption period charges | 0 | [6 empty] | Current consumption period charges | 0 | 0
Forecast consumption period charges | 0 | [6 empty] | Forecast consumption period charges | 0 | 0
These charges are estimates based on tariff selected and consumption values entered. | [7 empty] | These charges are estimates based on site selected and consumption values entered.
Note:
For the purpose of forecasting the exceeded capacity charge, the input in this calculator uses the average daily exceeded capacity as this reduces the calculators complexity, however as per the Use of System Charging Statement, the exceeded portion of the capacity will be charged at the exceeded capacity charge p/kVA/day rate, based on the difference between the MIC/MEC and the actual capacity used. This will be charged for the full duration of the month in which the breach occurs.”