## Overview
Company and Licence name, charging year, effective from, status
| Company and Licence name | Year | Effective From | Status
Company and Licence name, charging year, effective from, status | SP Manweb | 2024/25 | 1 April 2024 | Final
List of data tables in this workbook
Worksheet | Information
Annex 1 LV, HV and Unmetered Supplies charges | Annex 1 contains the charges to LV and HV Designated Properties and Unmetered Supplies.
Annex 2 EHV charges | Annex 2 contains the charges to Designated EHV Properties and charges applied to LDNOs with Designated EHV Properties/end-users embedded in networks within the SP Manweb Licence area.
Annex 3 Preserved charges | Annex 3 contains details of any preserved and additional charges that are valid at this time.
Annex 4 LDNO charges | Annex 4 contains charges that are levied on the owner of an embedded network within the SP Manweb Licence area. Electricity suppliers and consumers who have properties connected to an embedded network should contact the embedded network owner to determine their distribution charges. The charges listed in this table are not payable by domestic consumers, business consumers or electricity suppliers.
Annex 5 LLFs | Annex 5 has been intentionally left blank as this charging statement is published a complete year before the LLFs have been audited. The line loss factors that are approved by the BSC Panel for the applicable year and consequently published on the Elexon website will take precedence and be used in Settlement. This annex will be re-published with these values once they are available.
Annex 6 Charges for New or Amended Designated EHV Properties | Annex 6 contains the charges for new or amended Designated EHV Properties and charges applied to LDNOs with new or amended Designated EHV Properties/end-users embedded in networks within the SP Manweb Licence area.
Annex 7 Fixed adders for Supplier of Last Resort and Eligible Bad Debt pass-through costs | Annex 7 contains the fixed adders to recover Supplier of Last Resort and Eligible Bad Debt pass-through costs. The Excess Supplier of Last Resort fixed adder relates to an increase to previously published charges only.
Nodal prices | Contains the underlying [nodal/network group] costs used to calculate the current EDCM charges.
Residual Charging Bandings | Contains the four Residual charging band allocation for Customers
Charge calculator | Charge calculator is a tool to help you estimate your distribution charges using current consumption data and forecast consumption data.
Notes to users of this spreadsheet
Please use this spreadsheet with reference to the LC14 use of system charging statement.
Notes to DNOs populating this spreadsheet
DNOs must endeavour to maintain consistency in the structure of this spreadsheet. Any changes to the structure must be noted in the 'Notes to users of this spreadsheet'
The drop down list on the charge calculator can be expanded by unprotecting the charge calculator sheet and selecting 'data', 'data validation...' and then expanding the 'source' data range. The sheet can then be protected.

## Annex 1 LV, HV and UMS charges
Back to Overview
SP Manweb - Effective from 1 April 2024 - Final LV and HV charges
Time Bands for LV and HV Designated Properties | [5 empty] | Time Bands for Unmetered Properties
Time periods | Red Time Band | Amber Time Band |  | Green Time Band |  |  |  | Black Time Band | Yellow Time Band | Green Time Band
Monday to Friday (Including Bank Holidays) All Year | 16.30 - 19.30 | 08.00 - 16.30 19.30 - 22.30 |  | 00.00 - 08.00 22.30 - 00.00 |  | Monday to Friday (Including Bank Holidays) June to August Inclusive |  |  | 08.00 - 22.30 | 00.00 - 08.00 22.30 - 00.00
Saturday and Sunday All Year |  | 16.00 - 20.00 |  | 00.00 - 16.00 20.00 - 00.00 |  | Monday to Friday (Including Bank Holidays) November to February Inclusive |  | 16.30 - 19.30 | 08.00 - 16.30 19.30 - 22.30 | 00.00 - 08.00 22.30 - 00.00
Notes | All the above times are in UK Clock time |  |  |  |  | Monday to Friday (Including Bank Holidays) March, April, May and September, October |  |  | 08.00 - 22.30 | 00.00 - 08.00 22.30 - 00.00
[6 empty] | Saturday and Sunday All year |  |  | 16.00 - 20.00 | 00:00-16:00 20:00-00:00
[6 empty] | Notes |  | All the above times are in UK Clock time
Tariff name | Open LLFCs | PCs | Red/black unit charge p/kWh | Amber/yellow unit charge p/kWh | Green unit charge p/kWh | Fixed charge p/MPAN/day | Capacity charge p/kVA/day | Exceeded capacity charge p/kVA/day | Reactive power charge p/kVArh | Closed LLFCs
Domestic Aggregated or CT with Residual | 101, 102, 103, 105, 111, 112, 113, 114, 115, 116, 117, 118, 119, 120, 131, 132, 133, 134, 147, 148, 149, 150, 180, T01 | 0, 1, 2 | 9.771 | 2.796 | 0.26 | 28.68 |  |  |  | 145, 146
Domestic Aggregated (Related MPAN) | 104, 106, 130, 153, 155 | 2 | 9.771 | 2.796 | 0.26 |  |  |  |  | 135, 136, 137, 138, 140, 141, 142, 143
Non-Domestic Aggregated or CT No Residual | D00,E00, U00 | 0, 3, 4, 5-8 | 10.875 | 3.112 | 0.289 | 6.34
Non-Domestic Aggregated or CT Band 1 | D01,E01, U01 | 0, 3, 4, 5-8 | 10.875 | 3.112 | 0.289 | 33.38
Non-Domestic Aggregated or CT Band 2 | D02,E02, U02 | 0, 3, 4, 5-8 | 10.875 | 3.112 | 0.289 | 70.18
Non-Domestic Aggregated or CT Band 3 | D03,E03, U03 | 0, 3, 4, 5-8 | 10.875 | 3.112 | 0.289 | 142.05
Non-Domestic Aggregated or CT Band 4 | D04,E04, U04 | 0, 3, 4, 5-8 | 10.875 | 3.112 | 0.289 | 411.35
Non-Domestic Aggregated (related MPAN) | 212 | 4 | 10.875 | 3.112 | 0.289 |  |  |  |  | 233, 234, 235, 236, 237
LV Site Specific No Residual | G00, H00 | 0 | 8.294 | 2.198 | 0.19 | 23.79 | 3.61 | 5.95 | 0.513
LV Site Specific Band 1 | G01, H01 | 0 | 8.294 | 2.198 | 0.19 | 765.55 | 3.61 | 5.95 | 0.513
LV Site Specific Band 2 | G02, H02 | 0 | 8.294 | 2.198 | 0.19 | 1459.29 | 3.61 | 5.95 | 0.513
LV Site Specific Band 3 | G03, H03 | 0 | 8.294 | 2.198 | 0.19 | 2290.03 | 3.61 | 5.95 | 0.513
LV Site Specific Band 4 | G04, H04 | 0 | 8.294 | 2.198 | 0.19 | 5209.4 | 3.61 | 5.95 | 0.513
LV Sub Site Specific No Residual | K00, L00 | 0 | 6.72 | 1.473 | 0.1 | 8.76 | 7.11 | 9.49 | 0.322
LV Sub Site Specific Band 1 | K01, L01 | 0 | 6.72 | 1.473 | 0.1 | 750.51 | 7.11 | 9.49 | 0.322
LV Sub Site Specific Band 2 | K02, L02 | 0 | 6.72 | 1.473 | 0.1 | 1444.26 | 7.11 | 9.49 | 0.322
LV Sub Site Specific Band 3 | K03, L03 | 0 | 6.72 | 1.473 | 0.1 | 2274.99 | 7.11 | 9.49 | 0.322
LV Sub Site Specific Band 4 | K04, L04 | 0 | 6.72 | 1.473 | 0.1 | 5194.37 | 7.11 | 9.49 | 0.322
HV Site Specific No Residual | M00, N00 | 0 | 4.955 | 0.954 | 0.05 | 124.74 | 5.72 | 8.83 | 0.198
HV Site Specific Band 1 | M01, N01 | 0 | 4.955 | 0.954 | 0.05 | 4097.3 | 5.72 | 8.83 | 0.198
HV Site Specific Band 2 | M02, N02 | 0 | 4.955 | 0.954 | 0.05 | 12341.83 | 5.72 | 8.83 | 0.198
HV Site Specific Band 3 | M03, N03 | 0 | 4.955 | 0.954 | 0.05 | 27112.76 | 5.72 | 8.83 | 0.198
HV Site Specific Band 4 | M04, N04 | 0 | 4.955 | 0.954 | 0.05 | 51303.46 | 5.72 | 8.83 | 0.198
Unmetered Supplies | 900, 901, 902, 903, 910 | 0, 1 or 8 | 23.145 | 5.814 | 3.477 |  |  |  |  | 904, 905, 906, 907, 912
LV Generation Aggregated | 781, 782, 783, 784, 785 | 0 | -7.403 | -2.118 | -0.197 | 0
LV Sub Generation Aggregated | 780 | 0 | -6.661 | -1.827 | -0.163 | 0
LV Generation Site Specific | 786, 787, 791, 795 | 0 | -7.403 | -2.118 | -0.197 | 0 |  |  | 0.446
LV Generation Site Specific no RP charge | 764, 765 | 0 | -7.403 | -2.118 | -0.197 | 0
LV Sub Generation Site Specific | 788, 789, 792, 796 | 0 | -6.661 | -1.827 | -0.163 | 0 |  |  | 0.405
LV Sub Generation Site Specific no RP charge | 766, 767 | 0 | -6.661 | -1.827 | -0.163 | 0
HV Generation Site Specific | 770, 771, 793, 797 | 0 | -4.979 | -1.053 | -0.067 | 90.68 |  |  | 0.302
HV Generation Site Specific no RP charge | 768, 769 | 0 | -4.979 | -1.053 | -0.067 | 90.68

## Annex 2 EHV charges
Back to Overview |  |  |  |  | Note: The list of MPANs / MSIDs provided may be incomplete; the DNO reserves the right to apply the listed charges to any other MPANs / MSIDs associated with the site.
SP Manweb - Effective from 1 April 2024 - Final EDCM charges
Time Periods for Designated EHV Properties
Time periods |  |  | Super Red Time Band
Monday to Friday (Including Bank Holidays) June to August Inclusive
Monday to Friday (Including Bank Holidays) November to February Inclusive |  |  | 16:30 - 19:30
Notes |  |  | All the above times are in UK Clock time
Import Unique Identifier | LLFC | Import MPANs/MSIDs | Export Unique Identifier | LLFC | Export MPANs/MSIDs | Name | Residual Charging Band | Import Super Red unit charge (p/kWh) | Import fixed charge (p/day) | Import capacity charge (p/kVA/day) | Import exceeded capacity charge (p/kVA/day) | Export Super Red unit charge (p/kWh) | Export fixed charge (p/day) | Export capacity charge (p/kVA/day) | Export exceeded capacity charge (p/kVA/day)
800 | 800 | 1300060790694 | 622 | 622 | 1300060790700 | Cefyn Mawr | 0 | - | 29.39 | 2.86 | 2.86 | -0.734 | 2939.48 | 0.05 | 0.05 | 1
802 | 802 | 1300060773787 | 601 | 601 | 1300060818667 | Shotton Paper | 4 | - | 228280.9702 | 1.14 | 1.14 | - | - | - | - | 1
803 | 803 | 1300035361194 | 603 | 603 | 1300050649372 | Shell Stanlow | 4 | - | 223911.3807 | 2.7 | 2.7 | - | 3054.27 | 0.05 | 0.05 | 1
804 | 804 | 1300035352942 |  |  |  | Jaguar & Land Rover | 4 | - | 217669.9 | 3.1 | 3.1 |  |  |  |  | 1
805 | 805 | 1300035359423 |  |  |  | Innospec | 2 | - | 56349.19 | 2.52 | 2.52 |  |  |  |  | 1
807 | 807 | 1300035359752 |  |  |  | General Motors | 3 | - | 106274.42 | 2.75 | 2.75 |  |  |  |  | 1
808 | 808 | 1300035360066 |  |  |  | TATA Steel | 4 | - | 255828.63 | 2.62 | 2.62 |  |  |  |  | 1
809 | 809 | 1300035362480 |  |  |  | Urenco | 4 | - | 206501.02 | 3.32 | 3.32 |  |  |  |  | 1
810 | 810 | 1300051694818 | 618 | 618 | 1300060704603 | Ineos Chlor Ltd (Lostock) | 4 | - | 223399.82 | 1.39 | 1.39 | - | 2584.07 | 0.05 | 0.05 | 1
811 | 811 | 1300060704073 | 655 | 655 | 1300060704082 | SafeGuard Bradwell | 0 | - | 57.99 | 1.95 | 1.95 | - | 4523.5 | 0.05 | 0.05 | 1
812 | 812 | 1300035356130 |  |  |  | Knauf Insulation | 3 | - | 89797.24 | 4.16 | 4.16 |  |  |  |  | 1
813 | 813 | 1300035359585 |  |  |  | Air Products | 1 | - | 18520.32 | 2.39 | 2.39 |  |  |  |  | 1
814 | 814 | 1300035359619 |  |  |  | Shell Chemicals | 1 | - | 20204.59 | 1.66 | 1.66 |  |  |  |  | 1
815 | 815 | 1300035359780 |  |  |  | GrowHow | 3 | - | 98790.57 | 2.46 | 2.46 |  |  |  |  | 1
816 | 816 | 1300053536398 |  |  |  | Castle Cement | 4 | - | 207724.49 | 2.82 | 2.82 |  |  |  |  | 1
817 | 817 | 1300035361992 | 648 | 648 | 1300060640474 | Kronospan | 4 | - | 210074.9847 | 3.12 | 3.21 | - | 498.68 | 0.05 | 0.05 | 1
818 | 818 | 1300060748460 | 680 | 680 | 1300060748470 | Pilkington's STOR | 0 | - | 124.72 | 1.77 | 1.77 | - | 8868.98 | 0.05 | 0.05 | 1
820 | 820 | 1300060563740 | 658 | 658 | 1300060563759 | Tyn dryfol PV | 0 | - | 10.32 | 1.41 | 1.41 | - | 3095.08 | 0.05 | 0.05 | 1
821 | 821 | 1300035367967 | 621 | 621 | 1300050649336 | BHP | 1 | - | 26369.1734 | 2.88 | 2.88 | - | - | - | - | 1
822 | 822 | 1300060251601 |  |  |  | Hole House Farm | 3 | - | 99846.17 | 2.22 | 2.22 |  |  |  |  | 1
823 | 823 | 1300060652610 | 659 | 659 | 1300060652629 | Williams Farm Solar Park | 0 | - | 8.66 | 1.41 | 1.41 | - | 953.1 | 0.05 | 0.05 | 1
824 | 824 | 1300054940674 | 604 | 604 | 1300054940683 | Port of Liverpool | 0 | - | 35.46 | 1.45 | 1.45 | - | 2127.7 | 0.05 | 0.05 | 1
825 | 825 | 1300060784130 | 660 | 660 | 1300060784158 | Booston Wood | 0 | - | 1645.34 | 1.57 | 1.57 | - | 1645.34 | 0.05 | 0.05 | 1
826 | 826 | 1300060579173 | 661 | 661 | 1300060579182 | Combermere Abbey PV | 0 | - | 18.33 | 1.51 | 1.51 | - | 3200.25 | 0.05 | 0.05 | 1
827 | 827 | 1300052785147 |  |  |  | Kimberley Clark | 2 | - | 56899.17 | 4.61 | 4.61 |  |  |  |  | 1
828 | 828 | 1300060075390 | 628 | 628 | 1300060075405 | Amegni | 0 | - | 10.2 | 1.51 | 1.51 | - | 795.77 | 0.05 | 0.05 | 1
829 | 829 | 1300035400611 | 629 | 629 | 1300038004507 | Salt Union | 1 | - | 18867.56 | 1.82 | 1.82 | - | 10077.66 | 0.05 | 0.05 | 1
830 | 830 | 1300060584270 | 681 | 681 | 1300060584280 | Parciau Solar Park | 0 | - | 8.15 | 1.41 | 1.41 | - | 969.83 | 0.05 | 0.05 | 1
831 | 831 | 1300035437700 |  |  |  | Ineos Chlor Ltd (Percival Lane) | 1 | - | 18561.43 | 3.16 | 3.16 |  |  |  |  | 1
833 | 833 | 1300035361803 | 663 | 663 | 1300060327224 | Toyota | 2 | - | 57208.36 | 3.77 | 3.77 | - | 1098.84 | 0.05 | 0.05 | 2
834 | 834 | 1300051028551 |  |  |  | Warmingham Gas Storage | 2 | - | 59427.9315 | 2.27 | 2.27 |  |  |  |  | 2
835 | 835 | 1300050648875 | 635 | 635 | 1300050931602 | Arpley Landfill | 1 | - | 18043.99 | 1.41 | 1.41 | - | - | - | - | 2
836 | 836 | 1300035360800 |  |  |  | Amcor | 3 | - | 90198.44 | 4.2 | 4.2 |  |  |  |  | 2
837 | 837 | 1300060736711 | 662 | 662 | 1300060736720 | Queensferry Diesel | 0 | - | 7.24 | 2.03 | 2.03 | - | 579.57 | 0.05 | 0.05 | 2
838 | 838 | 1300052122840 | 638 | 638 | 1300052122859 | Cemmaes C | 0 | - | 12.43 | 1.59 | 1.59 | - | - | - | - | 2
839 | 839 | 1300051822667 | 639 | 639 | 1300051821478 | PG Strand Gate | 4 | - | 209071.22 | 1.56 | 1.56 | - | - | - | - | 2 | See Annex 6
840 | 840 | 1300052545267 | 640 | 640 | 1300052545276 | Moel Maelogan (A) | 0 | - | 28.83 | 1.6 | 1.6 | - | - | - | - | 2
841 | 841 | 1300052545285 | 641 | 641 | 1300052545294 | Moel Maelogan (B) | 0 | - | 14.51 | 1.66 | 1.66 | - | - | - | - | 2
842 | 842 | 1300053022082 | 642 | 642 | 1300053022091 | North Hoyle | 0 | - | 709.25 | 1.21 | 1.21 | - | - | - | - | 2
843 | 843 | 1300053466350 | 643 | 643 | 1300053466369 | Cefn Croyes (3) | 0 | - | 3125.52 | 1.43 | 1.43 | - | - | - | - | 2
844 | 844 | 1300053466378 | 644 | 644 | 1300053466387 | Cefn Croyes (4) | 0 | - | 3136.04 | 1.42 | 1.42 | - | - | - | - | 2
845 | 845 | 1300053834682 | 645 | 645 | 1300053834691 | Tir Mostyn | 0 | - | 527.73 | 1.44 | 1.44 | - | - | - | - | 2
846 | 846 | 1300053862801 | 646 | 646 | 1300053862796 | Mynydd Clogau | 0 | - | 13.7 | 1.93 | 1.93 | - | - | - | - | 2
847 | 847 | 1300053962107 | 647 | 647 | 1300053962116 | Granox | 2 | - | 55566.72 | 2.92 | 2.92 | - | - | - | - | 2
848 | 848 | 1300060499085 | 651 | 651 | 1300060499094 | Tai Moelion | 0 | - | 5.14 | 1.41 | 1.41 | - | 1540.52 | 0.05 | 0.05 | 2
849 | 849 | 1300054624390 | 649 | 649 | 1300054624405 | Braich Ddu | 0 | - | 32.33 | 1.56 | 1.56 | - | - | - | - | 2
850 | 850 | 1300060668363 | 652 | 652 | 1300060668372 | Widnes Biomass | 0 | - | 441.41 | 1.74 | 1.74 | -0.213 | 6195.03 | 0.05 | 0.05 | 2
851 | 851 | 1300054933348 | 611 | 611 | 1300054914140 | Moel Maelogan 2 | 0 | - | 8.38 | 1.52 | 1.52 | - | 489.95 | 0.05 | 0.05 | 2
854 | 854 | 1300060138720 | 654 | 654 | 1300060138739 | Wern Ddu | 0 | - | 65.45 | 1.42 | 1.42 | - | 3174.12 | 0.05 | 0.05 | 2
856 | 856 | 1300060102617 | 656 | 656 | 1300060102608 | Rhyl Flats | 0 | - | 213.36 | 1.51 | 1.51 | - | 19628.78 | 0.05 | 0.05 | 2
857 | 857 | 1300060508758 |  |  |  | Seaforth Liverpool Dock 2 | 4 | - | 293039.69 | 3.76 | 3.76 |  |  |  |  | 2
858 | 858 | 1300060845962 | 612 | 612 | 1300060845971 | Clocaenog Wind farm | 0 | - | 1611.78 | - | - | - | 9269.73 | 0.05 | 0.05 | 2
859 | 859 | 1300060985075 | 630 | 630 | 1300060985084 | Protos Park | 0 | - | 16031.76 | 1.74 | 1.74 | - | 34735.49 | 0.05 | 0.05 | 2
865 | 865 | 1300035438944 | 665 | 665 | 1300038004491 | Cemmaes B | 0 | - | 10.8 | 1.41 | 1.41 | - | - | - | - | 2
866 | 866 | 1300037983737 | 666 | 666 | 1300037983746 | Penrhyddlan | 0 | - | 19.36 | 3.19 | 3.19 | - | 2258.63 | 0.05 | 0.05 | 2
867 | 867 | 1300037983755 | 667 | 667 | 1300037983764 | Llidartywaun | 0 | - | 18.08 | 3.25 | 3.25 | - | 2259.91 | 0.05 | 0.05 | 2
868 | 868 | 1300035368906 | 668 | 668 | 1300050649381 | Rhyd y Groes | 0 | - | 111.66 | 1.43 | 1.43 | - | 911.86 | 0.05 | 0.05 | 2
869 | 869 | 1300035370393 | 669 | 669 | 1300050649070 | Llangwyrfon | 0 | - | 34.74 | 1.67 | 1.67 | - | 4274.35 | 0.05 | 0.05 | 2
870 | 870 | 1300060308295 |  |  |  | Storenergy (Lostock) | 3 | - | 89514.4 | 4.18 | 4.18 |  |  |  |  | 2
871 | 871 | 1300037983996 | 671 | 671 | 1300037984002 | Rheidol | 0 | - | 103.7 | 1.26 | 1.26 | - | 1270.27 | 0.05 | 0.05 | 2
872 | 872 | 1300037983913 | 672 | 672 | 1300037983922 | Carno B | 0 | - | 254.01 | 1.46 | 1.46 | - | 9451.7 | 0.05 | 0.05 | 2
873 | 873 | 1300037983899 | 673 | 673 | 1300037983904 | Carno A | 0 | - | 90.15 | 1.61 | 1.61 | - | 9615.56 | 0.05 | 0.05 | 2
874 | 874 | 1300035438572 | 674 | 674 | 1300050649390 | Trysglwyn | 0 | - | 37.37 | 1.62 | 1.62 | - | 2517.85 | 0.05 | 0.05 | 2
875 | 875 | 1300050649406 | 675 | 675 | 1300050649415 | Llanabo | 0 | - | 18.55 | 1.61 | 1.61 | - | 2021.61 | 0.05 | 0.05 | 2
876 | 876 | 1300060701106 | 676 | 676 | 1300060701115 | Ebnal Lodge PV | 0 | - | 29.78 | 1.93 | 1.93 | - | 1604.6 | 0.05 | 0.05 | 2
877 | 877 | 1300053593216 |  |  |  | Quinn Glass | 4 | - | 215678.76 | 4.16 | 4.16 |  |  |  |  | 2
878 | 878 | 1300054122122 |  |  |  | Liverpool Int Bus Park | 2 | - | 55165.42 | 1.43 | 1.43 |  |  |  |  | 2
880 | 880 | 1300060621588 | 670 | 670 | 1300060621597 | Twemelows Hall PV | 0 | - | 73.61 | 3.51 | 3.51 | - | 10011.28 | 0.05 | 0.05 | 2
881 | 881 | 1300060626275 | 679 | 679 | 1300060626284 | Teyrdan | 0 | - | 1.1 | 1.41 | 1.41 | - | 156.62 | 0.05 | 0.05 | 2
882 | 882 | 1300060631656 | 684 | 684 | 1300060631665 | Parc Adfer | 1 | - | 18042.87 | 1.41 | 1.41 | - | 2872.04 | 0.05 | 0.05 | 2
883 | 883 | 1300060621950 | 683 | 683 | 1300060621969 | Hadley Solar Park | 0 | - | 1.3 | 1.93 | 1.93 | - | 156.41 | 0.05 | 0.05 | 2
884 | 884 | 1300060707491 | 664 | 664 | 1300060707507 | Beaufort Road | 0 | - | 15.16 | 2.47 | 2.47 | - | 1268.24 | 0.05 | 0.05 | 2
885 | 885 | 1300060729547 | 615 | 615 | 1300060729556 | Mersey Warf STOR | 0 | - | 157.42 | 2.73 | 2.73 | -1.103 | 8836.28 | 0.05 | 0.05 | 2
886 | 886 | 1300060657830 | 686 | 686 | 1300060657840 | Charity Farm Solar Park | 0 | - | 0.71 | 1.93 | 1.93 | - | 157 | 0.05 | 0.05 | 2
887 | 887 | 1300035619768 | 687 | 687 | 1300050652905 | Mynydd Gorduu | 0 | - | 239.22 | 1.44 | 1.44 | - | 1993.52 | 0.05 | 0.05 | 2
889 | 889 | 1300060626293 | 678 | 678 | 1300060626309 | Nefyn | 0 | - | 0.98 | 1.41 | 1.41 | - | 156.73 | 0.05 | 0.05 | 2
890 | 890 | 1300060621987 | 697 | 697 | 1300060621996 | Frodsham WF 1 | 0 | - | 103.21 | 1.48 | 1.48 | - | 5340.69 | 0.05 | 0.05 | 2
891 | 891 | 1300060622002 | 699 | 699 | 1300060622011 | Frodsham WF 2 | 0 | - | 47.82 | 1.49 | 1.49 | - | 2463.41 | 0.05 | 0.05 | 2
892 | 892 | 1300060609697 | 692 | 692 | 1300060609702 | Ince Biomass | 1 | - | 18383.29 | 1.65 | 1.65 | - | 2555.43 | 0.05 | 0.05 | 2
893 | 893 | 1300060659740 | 693 | 693 | 1300060659759 | Kinmel Estate Solar Park | 0 | - | 5.2 | 1.41 | 1.41 | - | 467.94 | 0.05 | 0.05 | 2
894 | 894 | 1300060647600 | 694 | 694 | 1300060647610 | Tirgwynt Wind Farm | 0 | - | 486.88 | 1.43 | 1.43 | - | 25220.38 | 0.05 | 0.05 | 2
895 | 895 | 1300060785462 | 696 | 696 | 1300060785453 | Brenig Wind Farm | 0 | - | 1080.31 | - | - | - | 30120.56 | 0.05 | 0.05 | 2
896 | 896 | 1300060673442 | 616 | 616 | 1300060673451 | Percival Lane STOR | 0 | - | 1647.16 | 1.58 | 1.58 | - | 1647.16 | 0.05 | 0.05 | 3
897 | 897 | 1300060673460 | 617 | 617 | 1300060673489 | Stanlow STOR | 0 | - | 80.35 | 1.67 | 1.67 | - | 3213.97 | 0.05 | 0.05 | 3
898 | 898 | 1300051694552 | 698 | 698 | 1300051694827 | PG Winnington | 0 | - | 549.09 | 1.38 | 1.38 | - | 5029.11 | 0.05 | 0.05 | 3
899 | 899 | 1300060484140 |  |  |  | Airbus UK Ltd (33kV) | 3 | - | 96726.22 | 3.35 | 3.35 |  |  |  |  | 3
911 | 911 | 1300060805612 | 623 | 623 | 1300060805621 | Griffiths Road STOR (Northwich Power) | 0 | - | 197.04 | 2.74 | 2.74 | -0.99 | 7110.24 | 0.05 | 0.05 | 3
912 | 912 | 1300060805560 | 624 | 624 | 1300060805570 | Warrington Power- Slutchers lane | 0 | - | 114.51 | 1.89 | 1.89 | - | 5341.43 | 0.05 | 0.05 | 3
913 | 913 | 1300060988493 |  |  |  | Hillside Network Rail | 1 | - | 20997.33 | 5.97 | 5.97 |  |  |  |  | 3
914 | 914 | 1300060818597 | 626 | 626 | 1300060818602 | Latchford Lane Gas STOR | 0 | - | 20.73 | 2.13 | 2.13 | - | 1576.12 | 0.05 | 0.05 | 3
916 | 916 | 1300060914180 | MSID 7414 | MSID 7414 | 1300060914190 | ERF Way STOR | 0 | - | 86.82 | 1.8 | 1.8 | - | 2043.07 | 0.05 | 0.05 | 3
917 | 917 | 1300060928379 | 632 | 632 | 1300060928388 | Hooton Bio Mass | 0 | - | 1041.04 | 1.36 | 1.36 | - | 6038.01 | 0.05 | 0.05 | 3
918 | 918 | 1300060901943 | 633 | 633 | 1300060901952 | Alexandra Park | 0 | - | 112.34 | 1.74 | 1.74 | - | 3371.56 | 0.05 | 0.05 | 3
919 | 919 | 1300060969923 |  |  |  | NR Bidston | 2 | - | 56764.66 | 2.71 | 2.71 |  |  |  |  | 3
921 | 921 | 1300050654248 | 691 | 691 | 1300060208518 | Network Rail (Crewe) | 3 | - | 99346.35 | 2.91 | 2.91 | - | 2931.49 | 0.05 | 0.05 | 3
923 | 923 | 1300050649994 |  |  |  | Network Rail (Bankhall) | 3 | - | 89479.45 | 4.55 | 4.55 |  |  |  |  | 3
924 | 924 | 1300060972493 |  |  |  | NR Bromborough | 2 | - | 57452.83 | 4.78 | 4.78 |  |  |  |  | 3
925 | 925 | 1300050654220 |  |  |  | Network Rail (Shore Road) | 2 | - | 62209.79 | 3.44 | 3.44 |  |  |  |  | 3
M05 | M05 | MSID 0030 |  |  |  | Risley | 3 | - | 87620.41 | 4.48 | 4.48 |  |  |  |  | 3
M06 | M06 | MSID 0031/32 |  |  |  | Bold | 4 | - | 206501.02 | 2.65 | 2.65 |  |  |  |  | 3
M02 | M02 | MSID 4532/33 | MSID 4532/33 | MSID 4532/33 | MSID 4532/33 | Dolgarrog PS | 0 | - | - | 1.74 | 1.74 | - | - | 0.05 | 0.05 | 3
M01 | M01 | MSID 7203 | MSID 7203 | MSID 7203 | MSID 7203 | Burbo Bank | 1 | - | 20963.98 | - | - | - | - | - | - | 3
M09 | M09 | MSID 7382/3/4 | MSID 7382/3/4 | MSID 7382/3/4 | MSID 7382/3/4 | Cheshire Power Station | 0 | - | 106.44 | 1.7 | 1.7 | - | 5299.75 | 0.05 | 0.05 | 3
M07 | M07 | MSID 7385 | MSID 7386 | MSID 7386 | 1300060824838 | Carnegie Battery Storage | 0 | - | 1238.06 | 1.19 | 1.19 | - | 1238.06 | 0.05 | 0.05 | 3
|  |  | MSID 6015 | MSID 6015 | MSID 6015 | Maentwrog PS | 0 |  |  |  |  | - | - | 0.05 | 0.05 | 3
|  |  | MSID 4054 | MSID 4054 | MSID 4054 | Cwm Dyli PS | 0 |  |  |  |  | - | - | 0.05 | 0.05 | 3
300 | 300 | 1300035348714 |  |  |  | Royal London Insurance | 1 | 0.198 | 18297.63 | 1.34 | 1.34 |  |  |  |  | 3
301 | 301 | 1300035349160 |  |  |  | Amerdale Ltd | 1 | - | 18297.63 | 2.15 | 2.15 |  |  |  |  | 3
302 | 302 | 1300035349461 |  |  |  | United Biscuits (Uk) Ltd | 1 | 0.771 | 18297.63 | 3.87 | 3.87 |  |  |  |  | 3
303 | 303 | 1300035350156 |  |  |  | Brocklebank Dock | 1 | 0.601 | 18297.63 | 5.11 | 5.11 |  |  |  |  | 3
304 | 304 | 1300035351949 |  |  |  | Bruntwood Limited | 1 | - | 18297.63 | 2.67 | 2.67 |  |  |  |  | 3
306 | 306 | 1300035352214 |  |  |  | University Of Liverpool | 3 | 0.306 | 87890.28 | 1.69 | 1.69 |  |  |  |  | 3
307 | 307 | 1300035352232 |  |  |  | Norwepp Ltd | 2 | 0.356 | 55536.48 | 2.11 | 2.11 |  |  |  |  | 3
308 | 308 | 1300035353050 |  |  |  | New Capital Dev Ltd | 1 | - | 18297.63 | 4.38 | 4.38 |  |  |  |  | 3
309 | 309 | 1300035354346 |  |  |  | Chiron Vaccines Ltd | 2 | - | 55536.48 | 1.49 | 1.49 |  |  |  |  | 3
311 | 311 | 1300035355526 |  |  |  | Bruntwood Ltd (Warrington) | 1 | - | 18297.63 | 2.23 | 2.23 |  |  |  |  | 3
312 | 312 | 1300060736891 |  |  |  | Alpoco Orthios Eco Park | 1 | - | 18289.39 | 1.6 | 1.6 |  |  |  |  | 3
314 | 314 | 1300035359567 |  |  |  | SCA Limited | 1 | - | 18297.63 | 4.48 | 4.48 |  |  |  |  | 3
315 | 315 | 1300035359725 | 725 | 725 | 1300060729565 | UU Water Plc - Sutton Hall | 1 | - | 18221.42 | 4.88 | 4.88 | - | 76.22 | 0.05 | 0.05 | 3
316 | 316 | 1300035360386 |  |  |  | Dairy Crest Ltd | 1 | - | 18297.63 | 4.07 | 4.07 |  |  |  |  | 3
317 | 317 | 1300035360632 |  |  |  | Tetra Pak Manufacturing Uk Ltd | 1 | - | 18297.63 | 3.66 | 3.66 |  |  |  |  | 3
318 | 318 | 1300035360952 |  |  |  | Hydro Aluminium Deeside Ltd | 1 | - | 18297.63 | 3.89 | 3.89 |  |  |  |  | 3
319 | 319 | 1300035362719 |  |  |  | British Polythene Industries Plc | 1 | 1.106 | 18297.63 | 4.04 | 4.04 |  |  |  |  | 3
320 | 320 | 1300035363002 |  |  |  | Stanton Land And Marine Ltd | 1 | 5.231 | 19487.53 | 2.7 | 2.7 |  |  |  |  | 3
321 | 321 | 1300035364619 |  |  |  | Bombardier UK Ltd | 1 | - | 20407.55 | 2.14 | 2.14 |  |  |  |  | 3
323 | 323 | 1300035366379 |  |  |  | Tarmac Limited | 1 | - | 18162.69 | 2.25 | 2.25 |  |  |  |  | 3
324 | 324 | 1300035369760 |  |  |  | Texplan | 1 | 0.744 | 18297.63 | 1.62 | 1.62 |  |  |  |  | 3
325 | 325 | 1300051555440 |  |  |  | SCA | 2 | - | 55536.48 | 5.62 | 5.62 |  |  |  |  | 3
322 | 322 | 1300035364707 | 700 | 700 | 1300060416993 | Bentley Motor Cars Ltd | 2 | - | 55536.48 | 3.9 | 3.9 | - | 134.94 | 0.05 | 0.05 | 3 | See Annex 6
326 | 326 | 1300052619849 |  |  |  | Somerfield Plc | 1 | - | 18297.63 | 3.83 | 3.83 |  |  |  |  | 3
328 | 328 | 1300035348662 |  |  |  | Alliance & Leicester Plc | 1 | 0.214 | 18297.63 | 2.38 | 2.38 |  |  |  |  | 3
329 | 329 | 1300035349035 |  |  |  | Dairy Crest | 1 | - | 18297.63 | 2.66 | 2.66 |  |  |  |  | 3
331 | 331 | 1300035349114 |  |  |  | Kodak Ltd | 2 | - | 55536.48 | 1.81 | 1.81 |  |  |  |  | 3
333 | 333 | 1300035349346 |  |  |  | Thyssen Krupp (Group) | 1 | - | 18297.63 | 3.99 | 3.99 |  |  |  |  | 3
334 | 334 | 1300035349355 |  |  |  | New Horizon Global Ltd | 1 | - | 18297.63 | 3.79 | 3.79 |  |  |  |  | 3
335 | 335 | 1300035349639 |  |  |  | Seaforth Cornmill | 1 | - | 18297.63 | 3.78 | 3.78 |  |  |  |  | 4
336 | 336 | 1300060254338 |  |  |  | Altcar Rifle Range Estate | 1 | 0.203 | 19352.59 | 2.71 | 2.71 |  |  |  |  | 4
337 | 337 | 1300035350680 |  |  |  | News International Plc | 2 | - | 55536.48 | 2.01 | 2.01 |  |  |  |  | 4
338 | 338 | 1300035351248 |  |  |  | Essex International Limited | 1 | 0.379 | 18297.63 | 2.48 | 2.48 |  |  |  |  | 4
339 | 339 | 1300035351735 |  |  |  | Elizabeth II Law Courts | 1 | - | 18297.63 | 2.11 | 2.11 |  |  |  |  | 4
340 | 340 | 1300035351967 |  |  |  | Downing Property Services Ltd | 1 | - | 18297.63 | 3.16 | 3.16 |  |  |  |  | 4
341 | 341 | 1300035352739 |  |  |  | Canada Dock | 2 | - | 55536.48 | 2.4 | 2.4 |  |  |  |  | 4
343 | 343 | 1300035352970 |  |  |  | Liverpool Airport | 1 | - | 18297.63 | 4.3 | 4.3 |  |  |  |  | 4
345 | 345 | 1300035354986 |  |  |  | Novelis Uk Ltd | 1 | - | 18297.63 | 5.19 | 5.19 |  |  |  |  | 4
346 | 346 | 1300035355118 |  |  |  | PQ Silicas UK Ltd | 2 | - | 55671.42 | 3.53 | 3.53 |  |  |  |  | 4
347 | 347 | 1300035355136 |  |  |  | Baronet Works | 2 | - | 59241.12 | 3.82 | 3.82 |  |  |  |  | 4
348 | 348 | 1300035355749 |  |  |  | Unifrax Ltd | 2 | - | 55536.48 | 3.98 | 3.98 |  |  |  |  | 4
349 | 349 | 1300035355837 |  |  |  | Delta Metals | 1 | - | 18297.63 | 7.24 | 7.24 |  |  |  |  | 4
350 | 350 | 1300035355970 |  |  |  | M Baker Recycling Limited | 1 | - | 18297.63 | 1.39 | 1.39 |  |  |  |  | 4 | See Annex 6
351 | 351 | 1300035356194 |  |  |  | BOC Limited | 1 | - | 18297.63 | 3.84 | 3.84 |  |  |  |  | 4
352 | 352 | 1300035356380 |  |  |  | Daresbury Laboratory | 2 | - | 55536.48 | 2.84 | 2.84 |  |  |  |  | 4
353 | 353 | 1300035356724 |  |  |  | Gypsum | 2 | - | 60296.08 | 4.95 | 4.95 |  |  |  |  | 4
354 | 354 | 1300035356770 |  |  |  | Dyson Group Plc | 2 | 0.217 | 55536.48 | 4.23 | 4.23 |  |  |  |  | 4
356 | 356 | 1300035357009 |  |  |  | Rockwood Additives Ltd | 1 | 0.223 | 18297.63 | 2.83 | 2.83 |  |  |  |  | 4
358 | 358 | 1300035359600 |  |  |  | Greif Uk Ltd | 1 | - | 18297.63 | 3.9 | 3.9 |  |  |  |  | 4
359 | 359 | 1300035359673 |  |  |  | BP International Limited | 1 | - | 18297.63 | 3.91 | 3.91 |  |  |  |  | 4
360 | 360 | 1300035359799 |  |  |  | Shell UK Limited | 1 | - | 18297.63 | 4.24 | 4.24 |  |  |  |  | 4
361 | 361 | 1300035359901 |  |  |  | Owens Corning UK | 1 | - | 18297.63 | 5.75 | 5.75 |  |  |  |  | 4
362 | 362 | 1300035360181 |  |  |  | Cadbury Schweppes Plc | 1 | 0.784 | 18297.63 | 6.52 | 6.52 |  |  |  |  | 4
363 | 363 | 1300035360580 |  |  |  | Kelloggs Company Of GB Ltd | 2 | - | 55536.48 | 4.63 | 4.63 |  |  |  |  | 4
364 | 364 | 1300035360679 |  |  |  | Bryn Lane Properties Llp | 1 | - | 19487.53 | 1.92 | 1.92 |  |  |  |  | 4
365 | 365 | 1300035360688 |  |  |  | BICC Wrexham | 1 | - | 18297.63 | 3.85 | 3.85 |  |  |  |  | 4
366 | 366 | 1300035361130 |  |  |  | M&S Financial Services | 1 | 0.523 | 18297.63 | 3.61 | 3.61 |  |  |  |  | 4
367 | 367 | 1300035361812 |  |  |  | Element Six Production Ltd | 1 | - | 18297.63 | 2.19 | 2.19 |  |  |  |  | 4
368 | 368 | 1300035361983 |  |  |  | Barry Callebaut (Uk) Ltd | 1 | 0.544 | 18297.63 | 1.89 | 1.89 |  |  |  |  | 4
369 | 369 | 1300035362295 |  |  |  | Caparo Steel Products Ltd | 1 | - | 18297.63 | 2.59 | 2.59 |  |  |  |  | 4
370 | 370 | 1300035362700 |  |  |  | Thermal Ceramics Ltd | 1 | - | 18297.63 | 1.61 | 1.61 |  |  |  |  | 4
371 | 371 | 1300035362904 |  |  |  | Egerton Dock | 1 | 5.465 | 26585.13 | - | - |  |  |  |  | 4
372 | 372 | 1300035362978 |  |  |  | Shell UK | 2 | 5.63 | 55536.48 | 2.67 | 2.67 |  |  |  |  | 4
373 | 373 | 1300035363067 |  |  |  | Mobil Sasol | 1 | - | 18297.63 | 2.43 | 2.43 |  |  |  |  | 4
374 | 374 | 1300035363191 |  |  |  | Burtons Foods Ltd | 1 | - | 18297.63 | 3.34 | 3.34 |  |  |  |  | 4
375 | 375 | 1300035363225 |  |  |  | Unilever UK | 2 | 1.104 | 55536.48 | 2.35 | 2.35 |  |  |  |  | 4
376 | 376 | 1300035363252 |  |  |  | Champion Properties LLP | 1 | - | 18297.63 | 4.33 | 4.33 |  |  |  |  | 4
377 | 377 | 1300035363883 | 719 | 719 | 1300060263839 | Nestle UK Ltd | 2 | 1.143 | 55406.03 | 1.96 | 1.96 | - | 130.46 | 0.05 | 0.05 | 4
378 | 378 | 1300035364060 |  |  |  | A&P Falmouth Ltd | 1 | 5.396 | 20677.43 | 3.61 | 3.61 |  |  |  |  | 4
379 | 379 | 1300035364177 |  |  |  | Barclays Bank Plc | 1 | - | 18297.63 | 3.86 | 3.86 |  |  |  |  | 4
380 | 380 | 1300035364256 |  |  |  | Harman Technology Limited | 1 | - | 18297.63 | 3.28 | 3.28 |  |  |  |  | 4
381 | 381 | 1300035364432 |  |  |  | Twyfords Bathrooms | 1 | 0.143 | 18297.63 | 2.31 | 2.31 |  |  |  |  | 4
382 | 382 | 1300035364646 |  |  |  | Morning Foods Limited | 1 | 0.143 | 18297.63 | 4.33 | 4.33 |  |  |  |  | 4
383 | 383 | 1300035364822 |  |  |  | Fisons | 1 | - | 18297.63 | 4.13 | 4.13 |  |  |  |  | 4
384 | 384 | 1300035365161 |  |  |  | N W F Ltd | 1 | 0.146 | 18297.63 | 5.48 | 5.48 |  |  |  |  | 4
385 | 385 | 1300035365240 |  |  |  | Linpac Wcb | 1 | 1.016 | 18297.63 | 3.57 | 3.57 |  |  |  |  | 4
386 | 386 | 1300035365287 |  |  |  | Britton Group Plc | 1 | 1.021 | 18297.63 | 4.77 | 4.77 |  |  |  |  | 4
387 | 387 | 1300035366494 |  |  |  | Synthite | 1 | - | 18297.63 | 6 | 6 |  |  |  |  | 4
388 | 388 | 1300035366801 |  |  |  | Novar Plc | 1 | - | 18297.63 | 4.02 | 4.02 |  |  |  |  | 4
389 | 389 | 1300035368232 | 721 | 721 | 1300060267898 | Bangor Hospital (Health Sup) | 1 | - | 18200.02 | 3.24 | 3.24 | - | 97.62 | 0.05 | 0.05 | 4
391 | 391 | 1300035368400 |  |  |  | Bourne Leisure Limited | 1 | - | 18297.63 | 3.05 | 3.05 |  |  |  |  | 4
392 | 392 | 1300035368428 |  |  |  | Rehau Ltd | 1 | - | 18297.63 | 5.88 | 5.88 |  |  |  |  | 4
393 | 393 | 1300035370116 |  |  |  | University Of Wales | 1 | - | 18297.63 | 5.88 | 5.88 |  |  |  |  | 5
394 | 394 | 1300035618356 |  |  |  | Smiths Group Plc | 1 | - | 18297.63 | 3.52 | 3.52 |  |  |  |  | 5
395 | 395 | 1300038178922 |  |  |  | Yardley Plastic | 1 | - | 18297.63 | 4.2 | 4.2 |  |  |  |  | 5
397 | 397 | 1300050455959 |  |  |  | Tulip International Ltd | 1 | 1.191 | 18297.63 | 2.5 | 2.5 |  |  |  |  | 5
398 | 398 | 1300050482127 |  |  |  | Unilever Research | 1 | 1.111 | 18297.63 | 2.25 | 2.25 |  |  |  |  | 5
399 | 399 | 1300050628390 | 717 | 717 | 1300050867852 | Seaforth | 0 | - | 52.65 | 1.26 | 1.26 | - | - | - | - | 5
450 | 450 | 1300050632704 |  |  |  | Decoma-Merplas | 1 | - | 18297.63 | 4.07 | 4.07 |  |  |  |  | 5
452 | 452 | 1300050955454 |  |  |  | Gilbrook Dock | 1 | - | 21990.13 | - | - |  |  |  |  | 5
453 | 453 | 1300050977573 | 720 | 720 | 1300060574459 | UU Water Plc - Woodside | 1 | 4.976 | 20553.23 | 2.79 | 2.79 | - | 124.2 | 0.05 | 0.05 | 5
454 | 454 | 1300050977670 |  |  |  | UU Water Plc - Bromborough | 1 | 1.132 | 20677.43 | 2.94 | 2.94 |  |  |  |  | 5
455 | 455 | 1300051438963 |  |  |  | S Norton & Co. Ltd | 2 | 0.691 | 57916.28 | 2.1 | 2.1 |  |  |  |  | 5
456 | 456 | 1300051517481 |  |  |  | MOD - RAF Sealand | 1 | - | 18297.63 | 3.35 | 3.35 |  |  |  |  | 5
457 | 457 | 1300051708346 |  |  |  | Healthcare Distribution | 1 | - | 18297.63 | 3.5 | 3.5 |  |  |  |  | 5
458 | 458 | 1300052182955 |  |  |  | Aluminium Powder Company | 1 | - | 18297.63 | 5.98 | 5.98 |  |  |  |  | 5
459 | 459 | 1300053398578 |  |  |  | Chiron Vaccines | 2 | - | 57916.28 | 2.3 | 2.3 |  |  |  |  | 5
460 | 460 | 1300054917684 |  |  |  | ESP | 1 | - | 18297.63 | 2.11 | 2.11 |  |  |  |  | 5
461 | 461 | 1300060172544 |  |  |  | Neptune (Mann Island) | 1 | - | 20677.43 | 6.74 | 6.74 |  |  |  |  | 5
462 | 462 | 1300035352260 | 710 | 710 | 1300051349870 | L.A.H. Teaching Hospital | 2 | - | 56286.03 | 1.59 | 1.59 | - | - | - | - | 5
463 | 463 | 1300035354123 | 711 | 711 | 1300052227204 | UU Water Plc - Sandon Dock | 2 | 0.601 | 56836.32 | 2.78 | 2.78 | - | - | - | - | 5
464 | 464 | 1300035355242 | 712 | 712 | 1300053163518 | UU Water Plc Gateworth Sewage | 1 | - | 18242.89 | 2.17 | 2.17 | - | 54.74 | 0.05 | 0.05 | 5
465 | 465 | 1300035359770 | 713 | 713 | 1300050970114 | UU Water Plc - Huntington | 2 | 0.522 | 55334.1 | 3.86 | 3.86 | - | - | - | - | 5
466 | 466 | 1300035401331 | 714 | 714 | 1300052226920 | UU Water Plc - Shell Green | 1 | 0.218 | 18464.65 | 3.24 | 3.24 | - | - | - | - | 5
467 | 467 | 1300035353148 | 715 | 715 | 1300052368838 | Eli Lilly & Co | 2 | - | 56715.27 | 1.35 | 1.35 | - | - | - | - | 5
468 | 468 | 1300035355794 | 703 | 703 | 1300050867791 | Pilkington Glass - Greengate | 2 | - | 56225.25 | 2.93 | 2.93 | - | - | - | - | 5
469 | 469 | 1300035355882 | 704 | 704 | 1300050867807 | Pilkington Glass - Cowley Hill | 2 | - | 55776.32 | 2.64 | 2.64 | - | - | - | - | 5
470 | 470 | 1300035355190 |  |  |  | Iceland | 1 | 0.389 | 18297.63 | 5.03 | 5.03 |  |  |  |  | 5
471 | 471 | 1300035359813 |  |  |  | Meadow Foods Ltd | 1 | 0.515 | 18297.63 | 3.54 | 3.54 |  |  |  |  | 5
472 | 472 | 1300035362746 |  |  |  | Wirral Hospital | 1 | - | 18297.63 | 2.33 | 2.33 |  |  |  |  | 5
473 | 473 | 1300035366174 |  |  |  | Conway & Denbighshire NHS Trust | 1 | - | 18297.63 | 5.44 | 5.44 |  |  |  |  | 5
474 | 474 | 1300035438261 |  |  |  | Morrisons (Dist Centre) | 1 | - | 18297.63 | 4.69 | 4.69 |  |  |  |  | 5
475 | 475 | 1300060172562 |  |  |  | Mersey Travel (Mann Island) | 1 | - | 18162.69 | 2.1 | 2.1 |  |  |  |  | 5
476 | 476 | 1300050712379 |  |  |  | Pilkington Glass HO | 1 | - | 18297.63 | 1.77 | 1.77 |  |  |  |  | 5
477 | 477 | 1300051517515 |  |  |  | Mod - Raf Valley | 1 | - | 18297.63 | 5.07 | 5.07 |  |  |  |  | 5
478 | 478 | 1300051517747 |  |  |  | Mod - Shawbury | 1 | 0.701 | 18162.69 | 6.14 | 6.14 |  |  |  |  | 5
479 | 479 | 1300035365640 |  |  |  | Crewe Station | 1 | 0.142 | 18297.63 | 4.02 | 4.02 |  |  |  |  | 5
480 | 480 | 1300051747708 |  |  |  | Merseyside PTA | 1 | 0.59 | 18297.63 | 1.86 | 1.86 |  |  |  |  | 5
481 | 481 | 1300035356255 |  |  |  | Mackamax Primary | 1 | - | 18162.69 | 2.92 | 2.92 |  |  |  |  | 5
482 | 482 | 1300035352906 |  |  |  | Whiston Hospital | 1 | 0.19 | 18297.63 | 2.83 | 2.83 |  |  |  |  | 5
483 | 483 | 1300052598765 | 716 | 716 | 1300060245403 | Maw Green 2 | 0 | - | 4.72 | 1.25 | 1.25 | - | - | - | - | 5
484 | 484 | 1300035355999 | 702 | 702 | 1300050867755 | Pilkington Glass - Watson Street | 1 | - | 18282.61 | 2.91 | 2.91 | - | - | - | - | 5
486 | 486 | 1300060340420 |  |  |  | BAE Radway | 1 | 0.139 | 21721.85 | 3.33 | 3.33 |  |  |  |  | 5
487 | 487 | 1300035349480 |  |  |  | Aintree Fazakerly Hospital | 2 | 0.742 | 60295.58 | 2.99 | 2.99 |  |  |  |  | 5
488 | 488 | 1300060436633 |  |  |  | Unilever (Chester Gates) | 2 | - | 58716.38 | 2.2 | 2.2 |  |  |  |  | 5
489 | 489 | 1300060222169 |  |  |  | Unilever (Georgia) | 2 | 1.127 | 56026.63 | 1.9 | 1.9 |  |  |  |  | 5
TBC6 | TBC6 | TBC6 | TBC6A | TBC6A | TBC6A | Bentley Motors | 4 | - | 210757.76 | 1.85 | 1.85 | - | 1509.21 | 0.05 | 0.05 | 5 | See Annex 6
920 | 920 | 1300061087615 | 650 | 650 | 1300061087624 | M & D Business Park, St Helens | 0 | - | 85.27 | 1.8 | 1.8 | - | 2436.17 | 0.05 | 0.05 | 5
TBC2 | TBC2 | TBC2 | TBC2A | TBC2A | TBC2A | Hawthorne Road Battery Storage | 0 | - | 1514.42 | 2.24 | 2.24 | -0.623 | 1514.42 | 0.05 | 0.05 | 5
TBC7 | TBC7 | TBC7 | TBC7A | TBC7A | TBC7A | Candy Park | 0 | - | 1260.25 | 2.58 | 2.58 | -1.103 | 1260.25 | 0.05 | 0.05 | 5
TBC8 | TBC8 | TBC8 | TBC8A | TBC8A | TBC8A | Airfields Deeside | 0 | - | 156.24 | 0.97 | 0.97 | - | 113.63 | 0.05 | 0.05 | 5
TBC1 | TBC1 | TBC1 | TBC1A | TBC1A | TBC1A | Lostock Sustainable Energy Plant | 0 | - | 6166.54 | 1.74 | 1.74 | - | 54882.21 | 0.05 | 0.05 | 5
TBC3 | TBC3 | TBC3 |  |  |  | Everton Stadium | 2 | - | 52300.65 | 2.21 | 2.21 |  |  |  |  | 5
TBC4 | TBC4 | TBC4 |  |  |  | Croda | 2 | - | 61168.32 | 2.86 | 2.86 |  |  |  |  | 5
TBC10 | TBC10 | TBC10 |  |  |  | Westland Horticulture | 2 | - | 57538.96 | 2.84 | 2.84 |  |  |  |  | 5

## Annex 2a Import
Note: The list of MPANs / MSIDs provided may be incomplete; the DNO reserves the right to apply the listed charges to any other MPANs / MSIDs associated with the site. Note: This table is automatically populated based on the content of the tab entitled 'Annex 2 EHV Charges'. The timebands are as shown in Annex 2.
SP Manweb - Effective from 1 April 2024 - Final EDCM import charges
Import Unique Identifier | LLFC | Import MPANs/MSIDs | Name | Import Super Red unit charge (p/kWh) | Import fixed charge (p/day) | Import capacity charge (p/kVA/day) | Import exceeded capacity charge (p/kVA/day)
800 | 800 | 1300060790694 | Cefyn Mawr | - | 29.39 | 2.86 | 2.86
802 | 802 | 1300060773787 | Shotton Paper | - | 228280.9702 | 1.14 | 1.14
803 | 803 | 1300035361194 | Shell Stanlow | - | 223911.3807 | 2.7 | 2.7
804 | 804 | 1300035352942 | Jaguar & Land Rover | - | 217669.9 | 3.1 | 3.1
805 | 805 | 1300035359423 | Innospec | - | 56349.19 | 2.52 | 2.52
807 | 807 | 1300035359752 | General Motors | - | 106274.42 | 2.75 | 2.75
808 | 808 | 1300035360066 | TATA Steel | - | 255828.63 | 2.62 | 2.62
809 | 809 | 1300035362480 | Urenco | - | 206501.02 | 3.32 | 3.32
810 | 810 | 1300051694818 | Ineos Chlor Ltd (Lostock) | - | 223399.82 | 1.39 | 1.39
811 | 811 | 1300060704073 | SafeGuard Bradwell | - | 57.99 | 1.95 | 1.95
812 | 812 | 1300035356130 | Knauf Insulation | - | 89797.24 | 4.16 | 4.16
813 | 813 | 1300035359585 | Air Products | - | 18520.32 | 2.39 | 2.39
814 | 814 | 1300035359619 | Shell Chemicals | - | 20204.59 | 1.66 | 1.66
815 | 815 | 1300035359780 | GrowHow | - | 98790.57 | 2.46 | 2.46
816 | 816 | 1300053536398 | Castle Cement | - | 207724.49 | 2.82 | 2.82
817 | 817 | 1300035361992 | Kronospan | - | 210074.9847 | 3.12 | 3.21
818 | 818 | 1300060748460 | Pilkington's STOR | - | 124.72 | 1.77 | 1.77
820 | 820 | 1300060563740 | Tyn dryfol PV | - | 10.32 | 1.41 | 1.41
821 | 821 | 1300035367967 | BHP | - | 26369.1734 | 2.88 | 2.88
822 | 822 | 1300060251601 | Hole House Farm | - | 99846.17 | 2.22 | 2.22
823 | 823 | 1300060652610 | Williams Farm Solar Park | - | 8.66 | 1.41 | 1.41
824 | 824 | 1300054940674 | Port of Liverpool | - | 35.46 | 1.45 | 1.45
825 | 825 | 1300060784130 | Booston Wood | - | 1645.34 | 1.57 | 1.57
826 | 826 | 1300060579173 | Combermere Abbey PV | - | 18.33 | 1.51 | 1.51
827 | 827 | 1300052785147 | Kimberley Clark | - | 56899.17 | 4.61 | 4.61
828 | 828 | 1300060075390 | Amegni | - | 10.2 | 1.51 | 1.51
829 | 829 | 1300035400611 | Salt Union | - | 18867.56 | 1.82 | 1.82
830 | 830 | 1300060584270 | Parciau Solar Park | - | 8.15 | 1.41 | 1.41
831 | 831 | 1300035437700 | Ineos Chlor Ltd (Percival Lane) | - | 18561.43 | 3.16 | 3.16
833 | 833 | 1300035361803 | Toyota | - | 57208.36 | 3.77 | 3.77
834 | 834 | 1300051028551 | Warmingham Gas Storage | - | 59427.9315 | 2.27 | 2.27
835 | 835 | 1300050648875 | Arpley Landfill | - | 18043.99 | 1.41 | 1.41
836 | 836 | 1300035360800 | Amcor | - | 90198.44 | 4.2 | 4.2
837 | 837 | 1300060736711 | Queensferry Diesel | - | 7.24 | 2.03 | 2.03
838 | 838 | 1300052122840 | Cemmaes C | - | 12.43 | 1.59 | 1.59
839 | 839 | 1300051822667 | PG Strand Gate | - | 209071.22 | 1.56 | 1.56
840 | 840 | 1300052545267 | Moel Maelogan (A) | - | 28.83 | 1.6 | 1.6
841 | 841 | 1300052545285 | Moel Maelogan (B) | - | 14.51 | 1.66 | 1.66
842 | 842 | 1300053022082 | North Hoyle | - | 709.25 | 1.21 | 1.21
843 | 843 | 1300053466350 | Cefn Croyes (3) | - | 3125.52 | 1.43 | 1.43
844 | 844 | 1300053466378 | Cefn Croyes (4) | - | 3136.04 | 1.42 | 1.42
845 | 845 | 1300053834682 | Tir Mostyn | - | 527.73 | 1.44 | 1.44
846 | 846 | 1300053862801 | Mynydd Clogau | - | 13.7 | 1.93 | 1.93
847 | 847 | 1300053962107 | Granox | - | 55566.72 | 2.92 | 2.92
848 | 848 | 1300060499085 | Tai Moelion | - | 5.14 | 1.41 | 1.41
849 | 849 | 1300054624390 | Braich Ddu | - | 32.33 | 1.56 | 1.56
850 | 850 | 1300060668363 | Widnes Biomass | - | 441.41 | 1.74 | 1.74
851 | 851 | 1300054933348 | Moel Maelogan 2 | - | 8.38 | 1.52 | 1.52
854 | 854 | 1300060138720 | Wern Ddu | - | 65.45 | 1.42 | 1.42
856 | 856 | 1300060102617 | Rhyl Flats | - | 213.36 | 1.51 | 1.51
857 | 857 | 1300060508758 | Seaforth Liverpool Dock 2 | - | 293039.69 | 3.76 | 3.76
858 | 858 | 1300060845962 | Clocaenog Wind farm | - | 1611.78 | - | -
859 | 859 | 1300060985075 | Protos Park | - | 16031.76 | 1.74 | 1.74
865 | 865 | 1300035438944 | Cemmaes B | - | 10.8 | 1.41 | 1.41
866 | 866 | 1300037983737 | Penrhyddlan | - | 19.36 | 3.19 | 3.19
867 | 867 | 1300037983755 | Llidartywaun | - | 18.08 | 3.25 | 3.25
868 | 868 | 1300035368906 | Rhyd y Groes | - | 111.66 | 1.43 | 1.43
869 | 869 | 1300035370393 | Llangwyrfon | - | 34.74 | 1.67 | 1.67
870 | 870 | 1300060308295 | Storenergy (Lostock) | - | 89514.4 | 4.18 | 4.18
871 | 871 | 1300037983996 | Rheidol | - | 103.7 | 1.26 | 1.26
872 | 872 | 1300037983913 | Carno B | - | 254.01 | 1.46 | 1.46
873 | 873 | 1300037983899 | Carno A | - | 90.15 | 1.61 | 1.61
874 | 874 | 1300035438572 | Trysglwyn | - | 37.37 | 1.62 | 1.62
875 | 875 | 1300050649406 | Llanabo | - | 18.55 | 1.61 | 1.61
876 | 876 | 1300060701106 | Ebnal Lodge PV | - | 29.78 | 1.93 | 1.93
877 | 877 | 1300053593216 | Quinn Glass | - | 215678.76 | 4.16 | 4.16
878 | 878 | 1300054122122 | Liverpool Int Bus Park | - | 55165.42 | 1.43 | 1.43
880 | 880 | 1300060621588 | Twemelows Hall PV | - | 73.61 | 3.51 | 3.51
881 | 881 | 1300060626275 | Teyrdan | - | 1.1 | 1.41 | 1.41
882 | 882 | 1300060631656 | Parc Adfer | - | 18042.87 | 1.41 | 1.41
883 | 883 | 1300060621950 | Hadley Solar Park | - | 1.3 | 1.93 | 1.93
884 | 884 | 1300060707491 | Beaufort Road | - | 15.16 | 2.47 | 2.47
885 | 885 | 1300060729547 | Mersey Warf STOR | - | 157.42 | 2.73 | 2.73
886 | 886 | 1300060657830 | Charity Farm Solar Park | - | 0.71 | 1.93 | 1.93
887 | 887 | 1300035619768 | Mynydd Gorduu | - | 239.22 | 1.44 | 1.44
889 | 889 | 1300060626293 | Nefyn | - | 0.98 | 1.41 | 1.41
890 | 890 | 1300060621987 | Frodsham WF 1 | - | 103.21 | 1.48 | 1.48
891 | 891 | 1300060622002 | Frodsham WF 2 | - | 47.82 | 1.49 | 1.49
892 | 892 | 1300060609697 | Ince Biomass | - | 18383.29 | 1.65 | 1.65
893 | 893 | 1300060659740 | Kinmel Estate Solar Park | - | 5.2 | 1.41 | 1.41
894 | 894 | 1300060647600 | Tirgwynt Wind Farm | - | 486.88 | 1.43 | 1.43
895 | 895 | 1300060785462 | Brenig Wind Farm | - | 1080.31 | - | -
896 | 896 | 1300060673442 | Percival Lane STOR | - | 1647.16 | 1.58 | 1.58
897 | 897 | 1300060673460 | Stanlow STOR | - | 80.35 | 1.67 | 1.67
898 | 898 | 1300051694552 | PG Winnington | - | 549.09 | 1.38 | 1.38
899 | 899 | 1300060484140 | Airbus UK Ltd (33kV) | - | 96726.22 | 3.35 | 3.35
911 | 911 | 1300060805612 | Griffiths Road STOR (Northwich Power) | - | 197.04 | 2.74 | 2.74
912 | 912 | 1300060805560 | Warrington Power- Slutchers lane | - | 114.51 | 1.89 | 1.89
913 | 913 | 1300060988493 | Hillside Network Rail | - | 20997.33 | 5.97 | 5.97
914 | 914 | 1300060818597 | Latchford Lane Gas STOR | - | 20.73 | 2.13 | 2.13
916 | 916 | 1300060914180 | ERF Way STOR | - | 86.82 | 1.8 | 1.8
917 | 917 | 1300060928379 | Hooton Bio Mass | - | 1041.04 | 1.36 | 1.36
918 | 918 | 1300060901943 | Alexandra Park | - | 112.34 | 1.74 | 1.74
919 | 919 | 1300060969923 | NR Bidston | - | 56764.66 | 2.71 | 2.71
921 | 921 | 1300050654248 | Network Rail (Crewe) | - | 99346.35 | 2.91 | 2.91
923 | 923 | 1300050649994 | Network Rail (Bankhall) | - | 89479.45 | 4.55 | 4.55
924 | 924 | 1300060972493 | NR Bromborough | - | 57452.83 | 4.78 | 4.78
925 | 925 | 1300050654220 | Network Rail (Shore Road) | - | 62209.79 | 3.44 | 3.44
M05 | M05 | MSID 0030 | Risley | - | 87620.41 | 4.48 | 4.48
M06 | M06 | MSID 0031/32 | Bold | - | 206501.02 | 2.65 | 2.65
M02 | M02 | MSID 4532/33 | Dolgarrog PS | - | - | 1.74 | 1.74
M01 | M01 | MSID 7203 | Burbo Bank | - | 20963.98 | - | -
M09 | M09 | MSID 7382/3/4 | Cheshire Power Station | - | 106.44 | 1.7 | 1.7
M07 | M07 | MSID 7385 | Carnegie Battery Storage | - | 1238.06 | 1.19 | 1.19
300 | 300 | 1300035348714 | Royal London Insurance | 0.198 | 18297.63 | 1.34 | 1.34
301 | 301 | 1300035349160 | Amerdale Ltd | - | 18297.63 | 2.15 | 2.15
302 | 302 | 1300035349461 | United Biscuits (Uk) Ltd | 0.771 | 18297.63 | 3.87 | 3.87
303 | 303 | 1300035350156 | Brocklebank Dock | 0.601 | 18297.63 | 5.11 | 5.11
304 | 304 | 1300035351949 | Bruntwood Limited | - | 18297.63 | 2.67 | 2.67
306 | 306 | 1300035352214 | University Of Liverpool | 0.306 | 87890.28 | 1.69 | 1.69
307 | 307 | 1300035352232 | Norwepp Ltd | 0.356 | 55536.48 | 2.11 | 2.11
308 | 308 | 1300035353050 | New Capital Dev Ltd | - | 18297.63 | 4.38 | 4.38
309 | 309 | 1300035354346 | Chiron Vaccines Ltd | - | 55536.48 | 1.49 | 1.49
311 | 311 | 1300035355526 | Bruntwood Ltd (Warrington) | - | 18297.63 | 2.23 | 2.23
312 | 312 | 1300060736891 | Alpoco Orthios Eco Park | - | 18289.39 | 1.6 | 1.6
314 | 314 | 1300035359567 | SCA Limited | - | 18297.63 | 4.48 | 4.48
315 | 315 | 1300035359725 | UU Water Plc - Sutton Hall | - | 18221.42 | 4.88 | 4.88
316 | 316 | 1300035360386 | Dairy Crest Ltd | - | 18297.63 | 4.07 | 4.07
317 | 317 | 1300035360632 | Tetra Pak Manufacturing Uk Ltd | - | 18297.63 | 3.66 | 3.66
318 | 318 | 1300035360952 | Hydro Aluminium Deeside Ltd | - | 18297.63 | 3.89 | 3.89
319 | 319 | 1300035362719 | British Polythene Industries Plc | 1.106 | 18297.63 | 4.04 | 4.04
320 | 320 | 1300035363002 | Stanton Land And Marine Ltd | 5.231 | 19487.53 | 2.7 | 2.7
321 | 321 | 1300035364619 | Bombardier UK Ltd | - | 20407.55 | 2.14 | 2.14
323 | 323 | 1300035366379 | Tarmac Limited | - | 18162.69 | 2.25 | 2.25
324 | 324 | 1300035369760 | Texplan | 0.744 | 18297.63 | 1.62 | 1.62
325 | 325 | 1300051555440 | SCA | - | 55536.48 | 5.62 | 5.62
322 | 322 | 1300035364707 | Bentley Motor Cars Ltd | - | 55536.48 | 3.9 | 3.9
326 | 326 | 1300052619849 | Somerfield Plc | - | 18297.63 | 3.83 | 3.83
328 | 328 | 1300035348662 | Alliance & Leicester Plc | 0.214 | 18297.63 | 2.38 | 2.38
329 | 329 | 1300035349035 | Dairy Crest | - | 18297.63 | 2.66 | 2.66
331 | 331 | 1300035349114 | Kodak Ltd | - | 55536.48 | 1.81 | 1.81
333 | 333 | 1300035349346 | Thyssen Krupp (Group) | - | 18297.63 | 3.99 | 3.99
334 | 334 | 1300035349355 | New Horizon Global Ltd | - | 18297.63 | 3.79 | 3.79
335 | 335 | 1300035349639 | Seaforth Cornmill | - | 18297.63 | 3.78 | 3.78
336 | 336 | 1300060254338 | Altcar Rifle Range Estate | 0.203 | 19352.59 | 2.71 | 2.71
337 | 337 | 1300035350680 | News International Plc | - | 55536.48 | 2.01 | 2.01
338 | 338 | 1300035351248 | Essex International Limited | 0.379 | 18297.63 | 2.48 | 2.48
339 | 339 | 1300035351735 | Elizabeth II Law Courts | - | 18297.63 | 2.11 | 2.11
340 | 340 | 1300035351967 | Downing Property Services Ltd | - | 18297.63 | 3.16 | 3.16
341 | 341 | 1300035352739 | Canada Dock | - | 55536.48 | 2.4 | 2.4
343 | 343 | 1300035352970 | Liverpool Airport | - | 18297.63 | 4.3 | 4.3
345 | 345 | 1300035354986 | Novelis Uk Ltd | - | 18297.63 | 5.19 | 5.19
346 | 346 | 1300035355118 | PQ Silicas UK Ltd | - | 55671.42 | 3.53 | 3.53
347 | 347 | 1300035355136 | Baronet Works | - | 59241.12 | 3.82 | 3.82
348 | 348 | 1300035355749 | Unifrax Ltd | - | 55536.48 | 3.98 | 3.98
349 | 349 | 1300035355837 | Delta Metals | - | 18297.63 | 7.24 | 7.24
350 | 350 | 1300035355970 | M Baker Recycling Limited | - | 18297.63 | 1.39 | 1.39 | See Annex 6
351 | 351 | 1300035356194 | BOC Limited | - | 18297.63 | 3.84 | 3.84
352 | 352 | 1300035356380 | Daresbury Laboratory | - | 55536.48 | 2.84 | 2.84
353 | 353 | 1300035356724 | Gypsum | - | 60296.08 | 4.95 | 4.95
354 | 354 | 1300035356770 | Dyson Group Plc | 0.217 | 55536.48 | 4.23 | 4.23
356 | 356 | 1300035357009 | Rockwood Additives Ltd | 0.223 | 18297.63 | 2.83 | 2.83
358 | 358 | 1300035359600 | Greif Uk Ltd | - | 18297.63 | 3.9 | 3.9
359 | 359 | 1300035359673 | BP International Limited | - | 18297.63 | 3.91 | 3.91
360 | 360 | 1300035359799 | Shell UK Limited | - | 18297.63 | 4.24 | 4.24
361 | 361 | 1300035359901 | Owens Corning UK | - | 18297.63 | 5.75 | 5.75
362 | 362 | 1300035360181 | Cadbury Schweppes Plc | 0.784 | 18297.63 | 6.52 | 6.52
363 | 363 | 1300035360580 | Kelloggs Company Of GB Ltd | - | 55536.48 | 4.63 | 4.63
364 | 364 | 1300035360679 | Bryn Lane Properties Llp | - | 19487.53 | 1.92 | 1.92
365 | 365 | 1300035360688 | BICC Wrexham | - | 18297.63 | 3.85 | 3.85
366 | 366 | 1300035361130 | M&S Financial Services | 0.523 | 18297.63 | 3.61 | 3.61
367 | 367 | 1300035361812 | Element Six Production Ltd | - | 18297.63 | 2.19 | 2.19
368 | 368 | 1300035361983 | Barry Callebaut (Uk) Ltd | 0.544 | 18297.63 | 1.89 | 1.89
369 | 369 | 1300035362295 | Caparo Steel Products Ltd | - | 18297.63 | 2.59 | 2.59
370 | 370 | 1300035362700 | Thermal Ceramics Ltd | - | 18297.63 | 1.61 | 1.61
371 | 371 | 1300035362904 | Egerton Dock | 5.465 | 26585.13 | - | -
372 | 372 | 1300035362978 | Shell UK | 5.63 | 55536.48 | 2.67 | 2.67
373 | 373 | 1300035363067 | Mobil Sasol | - | 18297.63 | 2.43 | 2.43
374 | 374 | 1300035363191 | Burtons Foods Ltd | - | 18297.63 | 3.34 | 3.34
375 | 375 | 1300035363225 | Unilever UK | 1.104 | 55536.48 | 2.35 | 2.35
376 | 376 | 1300035363252 | Champion Properties LLP | - | 18297.63 | 4.33 | 4.33
377 | 377 | 1300035363883 | Nestle UK Ltd | 1.143 | 55406.03 | 1.96 | 1.96
378 | 378 | 1300035364060 | A&P Falmouth Ltd | 5.396 | 20677.43 | 3.61 | 3.61
379 | 379 | 1300035364177 | Barclays Bank Plc | - | 18297.63 | 3.86 | 3.86
380 | 380 | 1300035364256 | Harman Technology Limited | - | 18297.63 | 3.28 | 3.28
381 | 381 | 1300035364432 | Twyfords Bathrooms | 0.143 | 18297.63 | 2.31 | 2.31
382 | 382 | 1300035364646 | Morning Foods Limited | 0.143 | 18297.63 | 4.33 | 4.33
383 | 383 | 1300035364822 | Fisons | - | 18297.63 | 4.13 | 4.13
384 | 384 | 1300035365161 | N W F Ltd | 0.146 | 18297.63 | 5.48 | 5.48
385 | 385 | 1300035365240 | Linpac Wcb | 1.016 | 18297.63 | 3.57 | 3.57
386 | 386 | 1300035365287 | Britton Group Plc | 1.021 | 18297.63 | 4.77 | 4.77
387 | 387 | 1300035366494 | Synthite | - | 18297.63 | 6 | 6
388 | 388 | 1300035366801 | Novar Plc | - | 18297.63 | 4.02 | 4.02
389 | 389 | 1300035368232 | Bangor Hospital (Health Sup) | - | 18200.02 | 3.24 | 3.24
391 | 391 | 1300035368400 | Bourne Leisure Limited | - | 18297.63 | 3.05 | 3.05
392 | 392 | 1300035368428 | Rehau Ltd | - | 18297.63 | 5.88 | 5.88
393 | 393 | 1300035370116 | University Of Wales | - | 18297.63 | 5.88 | 5.88
394 | 394 | 1300035618356 | Smiths Group Plc | - | 18297.63 | 3.52 | 3.52
395 | 395 | 1300038178922 | Yardley Plastic | - | 18297.63 | 4.2 | 4.2
397 | 397 | 1300050455959 | Tulip International Ltd | 1.191 | 18297.63 | 2.5 | 2.5
398 | 398 | 1300050482127 | Unilever Research | 1.111 | 18297.63 | 2.25 | 2.25
399 | 399 | 1300050628390 | Seaforth | - | 52.65 | 1.26 | 1.26
450 | 450 | 1300050632704 | Decoma-Merplas | - | 18297.63 | 4.07 | 4.07
452 | 452 | 1300050955454 | Gilbrook Dock | - | 21990.13 | - | -
453 | 453 | 1300050977573 | UU Water Plc - Woodside | 4.976 | 20553.23 | 2.79 | 2.79
454 | 454 | 1300050977670 | UU Water Plc - Bromborough | 1.132 | 20677.43 | 2.94 | 2.94
455 | 455 | 1300051438963 | S Norton & Co. Ltd | 0.691 | 57916.28 | 2.1 | 2.1
456 | 456 | 1300051517481 | MOD - RAF Sealand | - | 18297.63 | 3.35 | 3.35
457 | 457 | 1300051708346 | Healthcare Distribution | - | 18297.63 | 3.5 | 3.5
458 | 458 | 1300052182955 | Aluminium Powder Company | - | 18297.63 | 5.98 | 5.98
459 | 459 | 1300053398578 | Chiron Vaccines | - | 57916.28 | 2.3 | 2.3
460 | 460 | 1300054917684 | ESP | - | 18297.63 | 2.11 | 2.11
461 | 461 | 1300060172544 | Neptune (Mann Island) | - | 20677.43 | 6.74 | 6.74
462 | 462 | 1300035352260 | L.A.H. Teaching Hospital | - | 56286.03 | 1.59 | 1.59
463 | 463 | 1300035354123 | UU Water Plc - Sandon Dock | 0.601 | 56836.32 | 2.78 | 2.78
464 | 464 | 1300035355242 | UU Water Plc Gateworth Sewage | - | 18242.89 | 2.17 | 2.17
465 | 465 | 1300035359770 | UU Water Plc - Huntington | 0.522 | 55334.1 | 3.86 | 3.86
466 | 466 | 1300035401331 | UU Water Plc - Shell Green | 0.218 | 18464.65 | 3.24 | 3.24
467 | 467 | 1300035353148 | Eli Lilly & Co | - | 56715.27 | 1.35 | 1.35
468 | 468 | 1300035355794 | Pilkington Glass - Greengate | - | 56225.25 | 2.93 | 2.93
469 | 469 | 1300035355882 | Pilkington Glass - Cowley Hill | - | 55776.32 | 2.64 | 2.64
470 | 470 | 1300035355190 | Iceland | 0.389 | 18297.63 | 5.03 | 5.03
471 | 471 | 1300035359813 | Meadow Foods Ltd | 0.515 | 18297.63 | 3.54 | 3.54
472 | 472 | 1300035362746 | Wirral Hospital | - | 18297.63 | 2.33 | 2.33
473 | 473 | 1300035366174 | Conway & Denbighshire NHS Trust | - | 18297.63 | 5.44 | 5.44
474 | 474 | 1300035438261 | Morrisons (Dist Centre) | - | 18297.63 | 4.69 | 4.69
475 | 475 | 1300060172562 | Mersey Travel (Mann Island) | - | 18162.69 | 2.1 | 2.1
476 | 476 | 1300050712379 | Pilkington Glass HO | - | 18297.63 | 1.77 | 1.77
477 | 477 | 1300051517515 | Mod - Raf Valley | - | 18297.63 | 5.07 | 5.07
478 | 478 | 1300051517747 | Mod - Shawbury | 0.701 | 18162.69 | 6.14 | 6.14
479 | 479 | 1300035365640 | Crewe Station | 0.142 | 18297.63 | 4.02 | 4.02
480 | 480 | 1300051747708 | Merseyside PTA | 0.59 | 18297.63 | 1.86 | 1.86
481 | 481 | 1300035356255 | Mackamax Primary | - | 18162.69 | 2.92 | 2.92
482 | 482 | 1300035352906 | Whiston Hospital | 0.19 | 18297.63 | 2.83 | 2.83
483 | 483 | 1300052598765 | Maw Green 2 | - | 4.72 | 1.25 | 1.25
484 | 484 | 1300035355999 | Pilkington Glass - Watson Street | - | 18282.61 | 2.91 | 2.91
486 | 486 | 1300060340420 | BAE Radway | 0.139 | 21721.85 | 3.33 | 3.33
487 | 487 | 1300035349480 | Aintree Fazakerly Hospital | 0.742 | 60295.58 | 2.99 | 2.99
488 | 488 | 1300060436633 | Unilever (Chester Gates) | - | 58716.38 | 2.2 | 2.2
489 | 489 | 1300060222169 | Unilever (Georgia) | 1.127 | 56026.63 | 1.9 | 1.9
TBC6 | TBC6 | TBC6 | Bentley Motors | - | 210757.76 | 1.85 | 1.85
920 | 920 | 1300061087615 | M & D Business Park, St Helens | - | 85.27 | 1.8 | 1.8
TBC2 | TBC2 | TBC2 | Hawthorne Road Battery Storage | - | 1514.42 | 2.24 | 2.24
TBC7 | TBC7 | TBC7 | Candy Park | - | 1260.25 | 2.58 | 2.58
TBC8 | TBC8 | TBC8 | Airfields Deeside | - | 156.24 | 0.97 | 0.97
TBC1 | TBC1 | TBC1 | Lostock Sustainable Energy Plant | - | 6166.54 | 1.74 | 1.74
TBC3 | TBC3 | TBC3 | Everton Stadium | - | 52300.65 | 2.21 | 2.21
TBC4 | TBC4 | TBC4 | Croda | - | 61168.32 | 2.86 | 2.86
TBC10 | TBC10 | TBC10 | Westland Horticulture | - | 57538.96 | 2.84 | 2.84

## Annex 2b Export
Note: The list of MPANs / MSIDs provided may be incomplete; the DNO reserves the right to apply the listed charges to any other MPANs / MSIDs associated with the site. Note: This table is automatically populated based on the content of the tab entitled 'Annex 2 EHV Charges'. The timebands are as shown in Annex 2.
SP Manweb - Effective from 1 April 2024 - Final EDCM export charges
Export Unique Identifier | LLFC | Export MPANs/MSIDs | Name | Export Super Red unit charge (p/kWh) | Export fixed charge (p/day) | Export capacity charge (p/kVA/day) | Export exceeded capacity charge (p/kVA/day)
622 | 622 | 1300060790700 | Cefyn Mawr | -0.734 | 2939.48 | 0.05 | 0.05
601 | 601 | 1300060818667 | Shotton Paper | - | - | - | -
603 | 603 | 1300050649372 | Shell Stanlow | - | 3054.27 | 0.05 | 0.05
618 | 618 | 1300060704603 | Ineos Chlor Ltd (Lostock) | - | 2584.07 | 0.05 | 0.05
655 | 655 | 1300060704082 | SafeGuard Bradwell | - | 4523.5 | 0.05 | 0.05
648 | 648 | 1300060640474 | Kronospan | - | 498.68 | 0.05 | 0.05
680 | 680 | 1300060748470 | Pilkington's STOR | - | 8868.98 | 0.05 | 0.05
658 | 658 | 1300060563759 | Tyn dryfol PV | - | 3095.08 | 0.05 | 0.05
621 | 621 | 1300050649336 | BHP | - | - | - | -
659 | 659 | 1300060652629 | Williams Farm Solar Park | - | 953.1 | 0.05 | 0.05
604 | 604 | 1300054940683 | Port of Liverpool | - | 2127.7 | 0.05 | 0.05
660 | 660 | 1300060784158 | Booston Wood | - | 1645.34 | 0.05 | 0.05
661 | 661 | 1300060579182 | Combermere Abbey PV | - | 3200.25 | 0.05 | 0.05
628 | 628 | 1300060075405 | Amegni | - | 795.77 | 0.05 | 0.05
629 | 629 | 1300038004507 | Salt Union | - | 10077.66 | 0.05 | 0.05
681 | 681 | 1300060584280 | Parciau Solar Park | - | 969.83 | 0.05 | 0.05
663 | 663 | 1300060327224 | Toyota | - | 1098.84 | 0.05 | 0.05
635 | 635 | 1300050931602 | Arpley Landfill | - | - | - | -
662 | 662 | 1300060736720 | Queensferry Diesel | - | 579.57 | 0.05 | 0.05
638 | 638 | 1300052122859 | Cemmaes C | - | - | - | -
639 | 639 | 1300051821478 | PG Strand Gate | - | - | - | -
640 | 640 | 1300052545276 | Moel Maelogan (A) | - | - | - | -
641 | 641 | 1300052545294 | Moel Maelogan (B) | - | - | - | -
642 | 642 | 1300053022091 | North Hoyle | - | - | - | -
643 | 643 | 1300053466369 | Cefn Croyes (3) | - | - | - | -
644 | 644 | 1300053466387 | Cefn Croyes (4) | - | - | - | -
645 | 645 | 1300053834691 | Tir Mostyn | - | - | - | -
646 | 646 | 1300053862796 | Mynydd Clogau | - | - | - | -
647 | 647 | 1300053962116 | Granox | - | - | - | -
651 | 651 | 1300060499094 | Tai Moelion | - | 1540.52 | 0.05 | 0.05
649 | 649 | 1300054624405 | Braich Ddu | - | - | - | -
652 | 652 | 1300060668372 | Widnes Biomass | -0.213 | 6195.03 | 0.05 | 0.05
611 | 611 | 1300054914140 | Moel Maelogan 2 | - | 489.95 | 0.05 | 0.05
654 | 654 | 1300060138739 | Wern Ddu | - | 3174.12 | 0.05 | 0.05
656 | 656 | 1300060102608 | Rhyl Flats | - | 19628.78 | 0.05 | 0.05
612 | 612 | 1300060845971 | Clocaenog Wind farm | - | 9269.73 | 0.05 | 0.05
630 | 630 | 1300060985084 | Protos Park | - | 34735.49 | 0.05 | 0.05
665 | 665 | 1300038004491 | Cemmaes B | - | - | - | -
666 | 666 | 1300037983746 | Penrhyddlan | - | 2258.63 | 0.05 | 0.05
667 | 667 | 1300037983764 | Llidartywaun | - | 2259.91 | 0.05 | 0.05
668 | 668 | 1300050649381 | Rhyd y Groes | - | 911.86 | 0.05 | 0.05
669 | 669 | 1300050649070 | Llangwyrfon | - | 4274.35 | 0.05 | 0.05
671 | 671 | 1300037984002 | Rheidol | - | 1270.27 | 0.05 | 0.05
672 | 672 | 1300037983922 | Carno B | - | 9451.7 | 0.05 | 0.05
673 | 673 | 1300037983904 | Carno A | - | 9615.56 | 0.05 | 0.05
674 | 674 | 1300050649390 | Trysglwyn | - | 2517.85 | 0.05 | 0.05
675 | 675 | 1300050649415 | Llanabo | - | 2021.61 | 0.05 | 0.05
676 | 676 | 1300060701115 | Ebnal Lodge PV | - | 1604.6 | 0.05 | 0.05
670 | 670 | 1300060621597 | Twemelows Hall PV | - | 10011.28 | 0.05 | 0.05
679 | 679 | 1300060626284 | Teyrdan | - | 156.62 | 0.05 | 0.05
684 | 684 | 1300060631665 | Parc Adfer | - | 2872.04 | 0.05 | 0.05
683 | 683 | 1300060621969 | Hadley Solar Park | - | 156.41 | 0.05 | 0.05
664 | 664 | 1300060707507 | Beaufort Road | - | 1268.24 | 0.05 | 0.05
615 | 615 | 1300060729556 | Mersey Warf STOR | -1.103 | 8836.28 | 0.05 | 0.05
686 | 686 | 1300060657840 | Charity Farm Solar Park | - | 157 | 0.05 | 0.05
687 | 687 | 1300050652905 | Mynydd Gorduu | - | 1993.52 | 0.05 | 0.05
678 | 678 | 1300060626309 | Nefyn | - | 156.73 | 0.05 | 0.05
697 | 697 | 1300060621996 | Frodsham WF 1 | - | 5340.69 | 0.05 | 0.05
699 | 699 | 1300060622011 | Frodsham WF 2 | - | 2463.41 | 0.05 | 0.05
692 | 692 | 1300060609702 | Ince Biomass | - | 2555.43 | 0.05 | 0.05
693 | 693 | 1300060659759 | Kinmel Estate Solar Park | - | 467.94 | 0.05 | 0.05
694 | 694 | 1300060647610 | Tirgwynt Wind Farm | - | 25220.38 | 0.05 | 0.05
696 | 696 | 1300060785453 | Brenig Wind Farm | - | 30120.56 | 0.05 | 0.05
616 | 616 | 1300060673451 | Percival Lane STOR | - | 1647.16 | 0.05 | 0.05
617 | 617 | 1300060673489 | Stanlow STOR | - | 3213.97 | 0.05 | 0.05
698 | 698 | 1300051694827 | PG Winnington | - | 5029.11 | 0.05 | 0.05
623 | 623 | 1300060805621 | Griffiths Road STOR (Northwich Power) | -0.99 | 7110.24 | 0.05 | 0.05
624 | 624 | 1300060805570 | Warrington Power- Slutchers lane | - | 5341.43 | 0.05 | 0.05
626 | 626 | 1300060818602 | Latchford Lane Gas STOR | - | 1576.12 | 0.05 | 0.05
MSID 7414 | MSID 7414 | 1300060914190 | ERF Way STOR | - | 2043.07 | 0.05 | 0.05
632 | 632 | 1300060928388 | Hooton Bio Mass | - | 6038.01 | 0.05 | 0.05
633 | 633 | 1300060901952 | Alexandra Park | - | 3371.56 | 0.05 | 0.05
691 | 691 | 1300060208518 | Network Rail (Crewe) | - | 2931.49 | 0.05 | 0.05
MSID 4532/33 | MSID 4532/33 | MSID 4532/33 | Dolgarrog PS | - | - | 0.05 | 0.05
MSID 7203 | MSID 7203 | MSID 7203 | Burbo Bank | - | - | - | -
MSID 7382/3/4 | MSID 7382/3/4 | MSID 7382/3/4 | Cheshire Power Station | - | 5299.75 | 0.05 | 0.05
MSID 7386 | MSID 7386 | 1300060824838 | Carnegie Battery Storage | - | 1238.06 | 0.05 | 0.05
MSID 6015 | MSID 6015 | MSID 6015 | Maentwrog PS | - | - | 0.05 | 0.05
MSID 4054 | MSID 4054 | MSID 4054 | Cwm Dyli PS | - | - | 0.05 | 0.05
725 | 725 | 1300060729565 | UU Water Plc - Sutton Hall | - | 76.22 | 0.05 | 0.05
700 | 700 | 1300060416993 | Bentley Motor Cars Ltd | - | 134.94 | 0.05 | 0.05
719 | 719 | 1300060263839 | Nestle UK Ltd | - | 130.46 | 0.05 | 0.05
721 | 721 | 1300060267898 | Bangor Hospital (Health Sup) | - | 97.62 | 0.05 | 0.05
717 | 717 | 1300050867852 | Seaforth | - | - | - | -
720 | 720 | 1300060574459 | UU Water Plc - Woodside | - | 124.2 | 0.05 | 0.05
710 | 710 | 1300051349870 | L.A.H. Teaching Hospital | - | - | - | -
711 | 711 | 1300052227204 | UU Water Plc - Sandon Dock | - | - | - | -
712 | 712 | 1300053163518 | UU Water Plc Gateworth Sewage | - | 54.74 | 0.05 | 0.05
713 | 713 | 1300050970114 | UU Water Plc - Huntington | - | - | - | -
714 | 714 | 1300052226920 | UU Water Plc - Shell Green | - | - | - | -
715 | 715 | 1300052368838 | Eli Lilly & Co | - | - | - | -
703 | 703 | 1300050867791 | Pilkington Glass - Greengate | - | - | - | -
704 | 704 | 1300050867807 | Pilkington Glass - Cowley Hill | - | - | - | -
716 | 716 | 1300060245403 | Maw Green 2 | - | - | - | -
702 | 702 | 1300050867755 | Pilkington Glass - Watson Street | - | - | - | -
TBC6A | TBC6A | TBC6A | Bentley Motors | - | 1509.21 | 0.05 | 0.05
650 | 650 | 1300061087624 | M & D Business Park, St Helens | - | 2436.17 | 0.05 | 0.05
TBC2A | TBC2A | TBC2A | Hawthorne Road Battery Storage | -0.623 | 1514.42 | 0.05 | 0.05
TBC7A | TBC7A | TBC7A | Candy Park | -1.103 | 1260.25 | 0.05 | 0.05
TBC8A | TBC8A | TBC8A | Airfields Deeside | - | 113.63 | 0.05 | 0.05
TBC1A | TBC1A | TBC1A | Lostock Sustainable Energy Plant | - | 54882.21 | 0.05 | 0.05

## Annex 3 Preserved charges
Back to Overview
SP Manweb - Effective from 1 April 2024 - Final LV and HV tariffs
Supercustomer preserved charges/additional LLFCs
| Closed LLFCs | PCs | Red/black unit charge p/kWh | Amber/yellow unit charge p/kWh | Green unit charge p/kWh | Fixed charge p/MPAN/day
Domestic Aggregated with Residual | 145, 146 | 0, 1-2 | 9.771 | 2.796 | 0.26 | 28.68
Domestic Aggregated (Related MPAN) | 135, 136, 137, 138, 140, 141, 142, 143 | 2 | 9.771 | 2.796 | 0.26
Non-Domestic Aggregated (related MPAN) | 233, 234, 235, 236, 237 | 4 | 10.875 | 3.112 | 0.289
Unmetered Supplies | 904, 905, 906, 907, 912 | 0, 1 or 8 | 23.145 | 5.814 | 3.477
Notes: | Unit time periods are as specified in the SSC.
SP Manweb uses a default tariff for invalid settlement combinations these will be charged at the Domestic Aggregated Unrestricted Rates. The Domestic and Non-Domestic Aggregated (related MPAN) tariffs are supplementary to a standard published tariff and therefore only available under these conditions. Preserved tariffs are only available to existing supplies, subject to certain conditions: a) Suppliers may not normally transfer a meter point from one preserved tariff to another preserved tariff; b) If a supply under a preserved tariff should cease, other than on change of tenancy, the preserved tariff may not normally be restored; c) Any additional load requried to be supplied on the preserved tariff must be within the existing supply capacity.
Site Specific preserved charges/additional LLFCs
| Closed LLFCs | PCs | Red/black unit charge p/kWh | Amber/yellow unit charge p/kWh | Green unit charge p/kWh | Fixed charge p/MPAN/day | Capacity charge p/kVA/day | Exceeded capacity charge p/kVA/day | Reactive power charge p/kVArh
0
Notes: | Time periods
[Add DNO specific notes relevant to charges]
Unit charges in the red time band apply – between [xx:xx] and [xx:xx], Monday to Friday including bank holidays.
Unit charges in the amber time band apply – between [xx:xx] and [xx:xx], Monday to Friday including bank holidays.
Unit charges in the green time band apply – between [xx:xx] and [xx:xx], Monday to Friday including bank holidays, and [xx:xx] and [xx:xx] Saturday and Sunday.
All times are UK clock-time.
[Add DNO specific notes]

## Annex 4 LDNO charges
Back to Overview | Copy from CDCM table 3701 "Tariffs!A42:I84" and paste values into A14 |  |  |  | Copy from EDCM table 6005 "LDNORev!B549:G683" and paste values into D57
SP Manweb - Effective from 1 April 2024 - Final LDNO tariffs
Time Bands for LV and HV Designated Properties |  |  |  |  | Time Bands for Unmetered Properties
Time periods | Red Time Band | Amber Time Band | Green Time Band |  |  |  | Black Time Band | Yellow Time Band | Green Time Band
Monday to Friday (Including Bank Holidays) All Year | 16.30 - 19.30 | 08.00 - 16.30 19.30 - 22.30 | 00.00 - 08.00 22.30 - 00.00 |  | Monday to Friday (Including Bank Holidays) June to August Inclusive |  |  | 08.00 - 22.30 | 00.00 - 08.00 22.30 - 00.00
Saturday and Sunday All Year |  | 16.00 - 20.00 | 00.00 - 16.00 20.00 - 00.00 |  | Monday to Friday (Including Bank Holidays) November to February Inclusive |  | 16.30 - 19.30 | 08.00 - 16.30 19.30 - 22.30 | 00.00 - 08.00 22.30 - 00.00
Notes | All the above times are in UK Clock time |  |  |  | Monday to Friday (Including Bank Holidays) March to May, & September to October, Inclusive |  |  | 08.00 - 22.30 | 00.00 - 08.00 22.30 - 00.00
[5 empty] | Saturday and Sunday All year |  |  | 16.00 - 20.00 | 00:00-16:00 20:00-00:00
[5 empty] | Notes |  | All the above times are in UK Clock time
Tariff name | Unique billing identifier | PCs | Red/black unit charge p/kWh | Amber/yellow unit charge p/kWh | Green unit charge p/kWh | Fixed charge p/MPAN/day | Capacity charge p/kVA/day | Exceeded capacity charge p/kVA/day | Reactive power charge p/kVArh
LDNO LV: Domestic Aggregated or CT with Residual |  |  | 5.917 | 1.693 | 0.157 | 17.65 |  |  |  | 1
LDNO LV: Domestic Aggregated (related MPAN) |  |  | 5.917 | 1.693 | 0.157 |  |  |  |  | 1
LDNO LV: Non-Domestic Aggregated or CT No Residual |  |  | 6.585 | 1.884 | 0.175 | 4.06 |  |  |  | 1
LDNO LV: Non-Domestic Aggregated or CT Band 1 |  |  | 6.585 | 1.884 | 0.175 | 20.43 |  |  |  | 1
LDNO LV: Non-Domestic Aggregated or CT Band 2 |  |  | 6.585 | 1.884 | 0.175 | 42.72 |  |  |  | 1
LDNO LV: Non-Domestic Aggregated or CT Band 3 |  |  | 6.585 | 1.884 | 0.175 | 86.24 |  |  |  | 1
LDNO LV: Non-Domestic Aggregated or CT Band 4 |  |  | 6.585 | 1.884 | 0.175 | 249.31 |  |  |  | 1
LDNO LV: Non-Domestic Aggregated (related MPAN) |  |  | 6.585 | 1.884 | 0.175 |  |  |  |  | 1
LDNO LV: LV Site Specific No Residual |  |  | 5.022 | 1.331 | 0.115 | 14.63 | 2.19 | 3.61 | 0.311 | 1
LDNO LV: LV Site Specific Band 1 |  |  | 5.022 | 1.331 | 0.115 | 463.79 | 2.19 | 3.61 | 0.311 | 1
LDNO LV: LV Site Specific Band 2 |  |  | 5.022 | 1.331 | 0.115 | 883.89 | 2.19 | 3.61 | 0.311 | 1
LDNO LV: LV Site Specific Band 3 |  |  | 5.022 | 1.331 | 0.115 | 1386.93 | 2.19 | 3.61 | 0.311 | 1
LDNO LV: LV Site Specific Band 4 |  |  | 5.022 | 1.331 | 0.115 | 3154.75 | 2.19 | 3.61 | 0.311 | 1
LDNO LV: Unmetered Supplies |  |  | 14.015 | 3.521 | 2.105 |  |  |  |  | 1
LDNO LV: LV Generation Aggregated |  |  | -7.403 | -2.118 | -0.197 | 0 |  |  |  | 1
LDNO LV: LV Generation Site Specific |  |  | -7.403 | -2.118 | -0.197 | 0 |  |  | 0.446 | 1
LDNO HV: Domestic Aggregated or CT with Residual |  |  | 4.295 | 1.229 | 0.114 | 13.01 |  |  |  | 1
LDNO HV: Domestic Aggregated (Related MPAN) |  |  | 4.295 | 1.229 | 0.114 |  |  |  |  | 1
LDNO HV: Non-Domestic Aggregated or CT No Residual |  |  | 4.78 | 1.368 | 0.127 | 3.1 |  |  |  | 1
LDNO HV: Non-Domestic Aggregated or CT Band 1 |  |  | 4.78 | 1.368 | 0.127 | 14.98 |  |  |  | 1
LDNO HV: Non-Domestic Aggregated or CT Band 2 |  |  | 4.78 | 1.368 | 0.127 | 31.16 |  |  |  | 1
LDNO HV: Non-Domestic Aggregated or CT Band 3 |  |  | 4.78 | 1.368 | 0.127 | 62.75 |  |  |  | 1
LDNO HV: Non-Domestic Aggregated or CT Band 4 |  |  | 4.78 | 1.368 | 0.127 | 181.13 |  |  |  | 1
LDNO HV: Non-Domestic Aggregated (related MPAN) |  |  | 4.78 | 1.368 | 0.127 |  |  |  |  | 1
LDNO HV: LV Site Specific No Residual |  |  | 3.646 | 0.966 | 0.084 | 10.77 | 1.59 | 2.62 | 0.226 | 1
LDNO HV: LV Site Specific Band 1 |  |  | 3.646 | 0.966 | 0.084 | 336.83 | 1.59 | 2.62 | 0.226 | 1
LDNO HV: LV Site Specific Band 2 |  |  | 3.646 | 0.966 | 0.084 | 641.78 | 1.59 | 2.62 | 0.226 | 1
LDNO HV: LV Site Specific Band 3 |  |  | 3.646 | 0.966 | 0.084 | 1006.95 | 1.59 | 2.62 | 0.226 | 1
LDNO HV: LV Site Specific Band 4 |  |  | 3.646 | 0.966 | 0.084 | 2290.23 | 1.59 | 2.62 | 0.226 | 1
LDNO HV: LV Sub Site Specific No Residual |  |  | 4.889 | 1.072 | 0.073 | 6.52 | 5.17 | 6.91 | 0.234 | 1
LDNO HV: LV Sub Site Specific Band 1 |  |  | 4.889 | 1.072 | 0.073 | 546.19 | 5.17 | 6.91 | 0.234 | 1
LDNO HV: LV Sub Site Specific Band 2 |  |  | 4.889 | 1.072 | 0.073 | 1050.92 | 5.17 | 6.91 | 0.234 | 1
LDNO HV: LV Sub Site Specific Band 3 |  |  | 4.889 | 1.072 | 0.073 | 1655.33 | 5.17 | 6.91 | 0.234 | 1
LDNO HV: LV Sub Site Specific Band 4 |  |  | 4.889 | 1.072 | 0.073 | 3779.33 | 5.17 | 6.91 | 0.234 | 1
LDNO HV: HV Site Specific No Residual |  |  | 4.069 | 0.783 | 0.041 | 102.54 | 4.7 | 7.25 | 0.163 | 1
LDNO HV: HV Site Specific Band 1 |  |  | 4.069 | 0.783 | 0.041 | 3364.83 | 4.7 | 7.25 | 0.163 | 1
LDNO HV: HV Site Specific Band 2 |  |  | 4.069 | 0.783 | 0.041 | 10135.3 | 4.7 | 7.25 | 0.163 | 1
LDNO HV: HV Site Specific Band 3 |  |  | 4.069 | 0.783 | 0.041 | 22265.3 | 4.7 | 7.25 | 0.163 | 1
LDNO HV: HV Site Specific Band 4 |  |  | 4.069 | 0.783 | 0.041 | 42130.87 | 4.7 | 7.25 | 0.163 | 1
LDNO HV: Unmetered Supplies |  |  | 10.174 | 2.556 | 1.528 |  |  |  |  | 1
LDNO HV: LV Generation Aggregated |  |  | -7.403 | -2.118 | -0.197 | 0 |  |  |  | 1
LDNO HV: LV Sub Generation Aggregated |  |  | -6.661 | -1.827 | -0.163 | 0 |  |  |  | 1
LDNO HV: LV Generation Site Specific |  |  | -7.403 | -2.118 | -0.197 | 0 |  |  | 0.446 | 1
LDNO HV: LV Sub Generation Site Specific |  |  | -6.661 | -1.827 | -0.163 | 0 |  |  | 0.405 | 1
LDNO HV: HV Generation Site Specific |  |  | -4.979 | -1.053 | -0.067 | 0 |  |  | 0.302 | 1
LDNO HVplus: Domestic Aggregated or CT with Residual |  |  | 2.987 | 0.855 | 0.08 | 9.27 |  |  |  | 2
LDNO HVplus: Domestic Aggregated (related MPAN) |  |  | 2.987 | 0.855 | 0.08 |  |  |  |  | 2
LDNO HVplus: Non-Domestic Aggregated or CT No Residual |  |  | 3.325 | 0.951 | 0.088 | 2.32 |  |  |  | 2
LDNO HVplus: Non-Domestic Aggregated or CT Band 1 |  |  | 3.325 | 0.951 | 0.088 | 10.59 |  |  |  | 2
LDNO HVplus: Non-Domestic Aggregated or CT Band 2 |  |  | 3.325 | 0.951 | 0.088 | 21.84 |  |  |  | 2
LDNO HVplus: Non-Domestic Aggregated or CT Band 3 |  |  | 3.325 | 0.951 | 0.088 | 43.81 |  |  |  | 2
LDNO HVplus: Non-Domestic Aggregated or CT Band 4 |  |  | 3.325 | 0.951 | 0.088 | 126.14 |  |  |  | 2
LDNO HVplus: Non-Domestic Aggregated (related MPAN) |  |  | 3.325 | 0.951 | 0.088 |  |  |  |  | 2
LDNO HVplus: LV Site Specific No Residual |  |  | 2.535 | 0.672 | 0.058 | 7.66 | 1.1 | 1.82 | 0.157 | 2
LDNO HVplus: LV Site Specific Band 1 |  |  | 2.535 | 0.672 | 0.058 | 234.43 | 1.1 | 1.82 | 0.157 | 2
LDNO HVplus: LV Site Specific Band 2 |  |  | 2.535 | 0.672 | 0.058 | 446.51 | 1.1 | 1.82 | 0.157 | 2
LDNO HVplus: LV Site Specific Band 3 |  |  | 2.535 | 0.672 | 0.058 | 700.48 | 1.1 | 1.82 | 0.157 | 2
LDNO HVplus: LV Site Specific Band 4 |  |  | 2.535 | 0.672 | 0.058 | 1592.98 | 1.1 | 1.82 | 0.157 | 2
LDNO HVplus: LV Sub Site Specific No Residual |  |  | 3.285 | 0.72 | 0.049 | 4.56 | 3.48 | 4.64 | 0.157 | 2
LDNO HVplus: LV Sub Site Specific Band 1 |  |  | 3.285 | 0.72 | 0.049 | 367.17 | 3.48 | 4.64 | 0.157 | 2
LDNO HVplus: LV Sub Site Specific Band 2 |  |  | 3.285 | 0.72 | 0.049 | 706.29 | 3.48 | 4.64 | 0.157 | 2
LDNO HVplus: LV Sub Site Specific Band 3 |  |  | 3.285 | 0.72 | 0.049 | 1112.39 | 3.48 | 4.64 | 0.157 | 2
LDNO HVplus: LV Sub Site Specific Band 4 |  |  | 3.285 | 0.72 | 0.049 | 2539.5 | 3.48 | 4.64 | 0.157 | 2
LDNO HVplus: HV Site Specific No Residual |  |  | 2.704 | 0.521 | 0.027 | 68.33 | 3.12 | 4.82 | 0.108 | 2
LDNO HVplus: HV Site Specific Band 1 |  |  | 2.704 | 0.521 | 0.027 | 2236.31 | 3.12 | 4.82 | 0.108 | 2
LDNO HVplus: HV Site Specific Band 2 |  |  | 2.704 | 0.521 | 0.027 | 6735.66 | 3.12 | 4.82 | 0.108 | 2
LDNO HVplus: HV Site Specific Band 3 |  |  | 2.704 | 0.521 | 0.027 | 14796.73 | 3.12 | 4.82 | 0.108 | 2
LDNO HVplus: HV Site Specific Band 4 |  |  | 2.704 | 0.521 | 0.027 | 27998.52 | 3.12 | 4.82 | 0.108 | 2
LDNO HVplus: Unmetered Supplies |  |  | 7.076 | 1.778 | 1.063 |  |  |  |  | 2
LDNO HVplus: LV Generation Aggregated |  |  | -3.619 | -1.036 | -0.096 | 0 |  |  |  | 2
LDNO HVplus: LV Sub Generation Aggregated |  |  | -3.635 | -0.997 | -0.089 | 0 |  |  |  | 2
LDNO HVplus: LV Generation Site Specific |  |  | -3.619 | -1.036 | -0.096 | 0 |  |  | 0.218 | 2
LDNO HVplus: LV Sub Generation Site Specific |  |  | -3.635 | -0.997 | -0.089 | 0 |  |  | 0.221 | 2
LDNO HVplus: HV Generation Site Specific |  |  | -4.979 | -1.053 | -0.067 | 90.68 |  |  | 0.302 | 2
LDNO EHV: Domestic Aggregated or CT with Residual |  |  | 2.132 | 0.61 | 0.057 | 6.83 |  |  |  | 2
LDNO EHV: Domestic Aggregated (related MPAN) |  |  | 2.132 | 0.61 | 0.057 |  |  |  |  | 2
LDNO EHV: Non-Domestic Aggregated or CT No Residual |  |  | 2.373 | 0.679 | 0.063 | 1.82 |  |  |  | 2
LDNO EHV: Non-Domestic Aggregated or CT Band 1 |  |  | 2.373 | 0.679 | 0.063 | 7.72 |  |  |  | 2
LDNO EHV: Non-Domestic Aggregated or CT Band 2 |  |  | 2.373 | 0.679 | 0.063 | 15.75 |  |  |  | 2
LDNO EHV: Non-Domestic Aggregated or CT Band 3 |  |  | 2.373 | 0.679 | 0.063 | 31.43 |  |  |  | 2
LDNO EHV: Non-Domestic Aggregated or CT Band 4 |  |  | 2.373 | 0.679 | 0.063 | 90.18 |  |  |  | 2
LDNO EHV: Non-Domestic Aggregated (related MPAN) |  |  | 2.373 | 0.679 | 0.063 |  |  |  |  | 2
LDNO EHV: LV Site Specific No Residual |  |  | 1.809 | 0.48 | 0.041 | 5.63 | 0.79 | 1.3 | 0.112 | 2
LDNO EHV: LV Site Specific Band 1 |  |  | 1.809 | 0.48 | 0.041 | 167.46 | 0.79 | 1.3 | 0.112 | 2
LDNO EHV: LV Site Specific Band 2 |  |  | 1.809 | 0.48 | 0.041 | 318.82 | 0.79 | 1.3 | 0.112 | 2
LDNO EHV: LV Site Specific Band 3 |  |  | 1.809 | 0.48 | 0.041 | 500.07 | 0.79 | 1.3 | 0.112 | 2
LDNO EHV: LV Site Specific Band 4 |  |  | 1.809 | 0.48 | 0.041 | 1137.01 | 0.79 | 1.3 | 0.112 | 2
LDNO EHV: LV Sub Site Specific No Residual |  |  | 2.344 | 0.514 | 0.035 | 3.42 | 2.48 | 3.31 | 0.112 | 2
LDNO EHV: LV Sub Site Specific Band 1 |  |  | 2.344 | 0.514 | 0.035 | 262.19 | 2.48 | 3.31 | 0.112 | 2
LDNO EHV: LV Sub Site Specific Band 2 |  |  | 2.344 | 0.514 | 0.035 | 504.22 | 2.48 | 3.31 | 0.112 | 2
LDNO EHV: LV Sub Site Specific Band 3 |  |  | 2.344 | 0.514 | 0.035 | 794.03 | 2.48 | 3.31 | 0.112 | 2
LDNO EHV: LV Sub Site Specific Band 4 |  |  | 2.344 | 0.514 | 0.035 | 1812.51 | 2.48 | 3.31 | 0.112 | 2
LDNO EHV: HV Site Specific No Residual |  |  | 1.93 | 0.372 | 0.019 | 48.92 | 2.23 | 3.44 | 0.077 | 2
LDNO EHV: HV Site Specific Band 1 |  |  | 1.93 | 0.372 | 0.019 | 1596.13 | 2.23 | 3.44 | 0.077 | 2
LDNO EHV: HV Site Specific Band 2 |  |  | 1.93 | 0.372 | 0.019 | 4807.17 | 2.23 | 3.44 | 0.077 | 2
LDNO EHV: HV Site Specific Band 3 |  |  | 1.93 | 0.372 | 0.019 | 10560.06 | 2.23 | 3.44 | 0.077 | 2
LDNO EHV: HV Site Specific Band 4 |  |  | 1.93 | 0.372 | 0.019 | 19981.72 | 2.23 | 3.44 | 0.077 | 2
LDNO EHV: Unmetered Supplies |  |  | 5.05 | 1.269 | 0.759 |  |  |  |  | 2
LDNO EHV: LV Generation Aggregated |  |  | -2.583 | -0.739 | -0.069 | 0 |  |  |  | 2
LDNO EHV: LV Sub Generation Aggregated |  |  | -2.594 | -0.711 | -0.064 | 0 |  |  |  | 2
LDNO EHV: LV Generation Site Specific |  |  | -2.583 | -0.739 | -0.069 | 0 |  |  | 0.155 | 2
LDNO EHV: LV Sub Generation Site Specific |  |  | -2.594 | -0.711 | -0.064 | 0 |  |  | 0.158 | 2
LDNO EHV: HV Generation Site Specific |  |  | -3.553 | -0.751 | -0.048 | 64.72 |  |  | 0.215 | 2
LDNO 132kV/EHV: Domestic Aggregated or CT with Residual |  |  | 1.589 | 0.455 | 0.042 | 5.27 |  |  |  | 2
LDNO 132kV/EHV: Domestic Aggregated (related MPAN) |  |  | 1.589 | 0.455 | 0.042 |  |  |  |  | 2
LDNO 132kV/EHV: Non-Domestic Aggregated or CT No Residual |  |  | 1.768 | 0.506 | 0.047 | 1.5 |  |  |  | 3
LDNO 132kV/EHV: Non-Domestic Aggregated or CT Band 1 |  |  | 1.768 | 0.506 | 0.047 | 5.89 |  |  |  | 3
LDNO 132kV/EHV: Non-Domestic Aggregated or CT Band 2 |  |  | 1.768 | 0.506 | 0.047 | 11.88 |  |  |  | 3
LDNO 132kV/EHV: Non-Domestic Aggregated or CT Band 3 |  |  | 1.768 | 0.506 | 0.047 | 23.56 |  |  |  | 3
LDNO 132kV/EHV: Non-Domestic Aggregated or CT Band 4 |  |  | 1.768 | 0.506 | 0.047 | 67.35 |  |  |  | 3
LDNO 132kV/EHV: Non-Domestic Aggregated (related MPAN) |  |  | 1.768 | 0.506 | 0.047 |  |  |  |  | 3
LDNO 132kV/EHV: LV Site Specific No Residual |  |  | 1.349 | 0.357 | 0.031 | 4.33 | 0.59 | 0.97 | 0.083 | 3
LDNO 132kV/EHV: LV Site Specific Band 1 |  |  | 1.349 | 0.357 | 0.031 | 124.95 | 0.59 | 0.97 | 0.083 | 3
LDNO 132kV/EHV: LV Site Specific Band 2 |  |  | 1.349 | 0.357 | 0.031 | 237.76 | 0.59 | 0.97 | 0.083 | 3
LDNO 132kV/EHV: LV Site Specific Band 3 |  |  | 1.349 | 0.357 | 0.031 | 372.84 | 0.59 | 0.97 | 0.083 | 3
LDNO 132kV/EHV: LV Site Specific Band 4 |  |  | 1.349 | 0.357 | 0.031 | 847.56 | 0.59 | 0.97 | 0.083 | 3
LDNO 132kV/EHV: LV Sub Site Specific No Residual |  |  | 1.747 | 0.383 | 0.026 | 2.69 | 1.85 | 2.47 | 0.084 | 3
LDNO 132kV/EHV: LV Sub Site Specific Band 1 |  |  | 1.747 | 0.383 | 0.026 | 195.55 | 1.85 | 2.47 | 0.084 | 3
LDNO 132kV/EHV: LV Sub Site Specific Band 2 |  |  | 1.747 | 0.383 | 0.026 | 375.94 | 1.85 | 2.47 | 0.084 | 3
LDNO 132kV/EHV: LV Sub Site Specific Band 3 |  |  | 1.747 | 0.383 | 0.026 | 591.94 | 1.85 | 2.47 | 0.084 | 3
LDNO 132kV/EHV: LV Sub Site Specific Band 4 |  |  | 1.747 | 0.383 | 0.026 | 1351.01 | 1.85 | 2.47 | 0.084 | 3
LDNO 132kV/EHV: HV Site Specific No Residual |  |  | 1.438 | 0.277 | 0.014 | 36.6 | 1.66 | 2.56 | 0.058 | 3
LDNO 132kV/EHV: HV Site Specific Band 1 |  |  | 1.438 | 0.277 | 0.014 | 1189.75 | 1.66 | 2.56 | 0.058 | 3
LDNO 132kV/EHV: HV Site Specific Band 2 |  |  | 1.438 | 0.277 | 0.014 | 3582.94 | 1.66 | 2.56 | 0.058 | 3
LDNO 132kV/EHV: HV Site Specific Band 3 |  |  | 1.438 | 0.277 | 0.014 | 7870.61 | 1.66 | 2.56 | 0.058 | 3
LDNO 132kV/EHV: HV Site Specific Band 4 |  |  | 1.438 | 0.277 | 0.014 | 14892.61 | 1.66 | 2.56 | 0.058 | 3
LDNO 132kV/EHV: Unmetered Supplies |  |  | 3.764 | 0.945 | 0.565 |  |  |  |  | 3
LDNO 132kV/EHV: LV Generation Aggregated |  |  | -1.925 | -0.551 | -0.051 | 0 |  |  |  | 3
LDNO 132kV/EHV: LV Sub Generation Aggregated |  |  | -1.934 | -0.53 | -0.047 | 0 |  |  |  | 3
LDNO 132kV/EHV: LV Generation Site Specific |  |  | -1.925 | -0.551 | -0.051 | 0 |  |  | 0.116 | 3
LDNO 132kV/EHV: LV Sub Generation Site Specific |  |  | -1.934 | -0.53 | -0.047 | 0 |  |  | 0.118 | 3
LDNO 132kV/EHV: HV Generation Site Specific |  |  | -2.648 | -0.56 | -0.036 | 48.23 |  |  | 0.161 | 3
LDNO 132kV: Domestic Aggregated or CT with Residual |  |  | 0.691 | 0.198 | 0.018 | 2.7 |  |  |  | 3
LDNO 132kV: Domestic Aggregated (related MPAN) |  |  | 0.691 | 0.198 | 0.018 |  |  |  |  | 3
LDNO 132kV: Non-Domestic Aggregated or CT No Residual |  |  | 0.769 | 0.22 | 0.02 | 0.96 |  |  |  | 3
LDNO 132kV: Non-Domestic Aggregated or CT Band 1 |  |  | 0.769 | 0.22 | 0.02 | 2.88 |  |  |  | 3
LDNO 132kV: Non-Domestic Aggregated or CT Band 2 |  |  | 0.769 | 0.22 | 0.02 | 5.48 |  |  |  | 3
LDNO 132kV: Non-Domestic Aggregated or CT Band 3 |  |  | 0.769 | 0.22 | 0.02 | 10.57 |  |  |  | 3
LDNO 132kV: Non-Domestic Aggregated or CT Band 4 |  |  | 0.769 | 0.22 | 0.02 | 29.62 |  |  |  | 3
LDNO 132kV: Non-Domestic Aggregated (related MPAN) |  |  | 0.769 | 0.22 | 0.02 |  |  |  |  | 3
LDNO 132kV: LV Site Specific No Residual |  |  | 0.587 | 0.156 | 0.013 | 2.2 | 0.26 | 0.42 | 0.036 | 3
LDNO 132kV: LV Site Specific Band 1 |  |  | 0.587 | 0.156 | 0.013 | 54.68 | 0.26 | 0.42 | 0.036 | 3
LDNO 132kV: LV Site Specific Band 2 |  |  | 0.587 | 0.156 | 0.013 | 103.76 | 0.26 | 0.42 | 0.036 | 3
LDNO 132kV: LV Site Specific Band 3 |  |  | 0.587 | 0.156 | 0.013 | 162.54 | 0.26 | 0.42 | 0.036 | 3
LDNO 132kV: LV Site Specific Band 4 |  |  | 0.587 | 0.156 | 0.013 | 369.09 | 0.26 | 0.42 | 0.036 | 3
LDNO 132kV: LV Sub Site Specific No Residual |  |  | 0.76 | 0.167 | 0.011 | 1.48 | 0.8 | 1.07 | 0.036 | 3
LDNO 132kV: LV Sub Site Specific Band 1 |  |  | 0.76 | 0.167 | 0.011 | 85.4 | 0.8 | 1.07 | 0.036 | 3
LDNO 132kV: LV Sub Site Specific Band 2 |  |  | 0.76 | 0.167 | 0.011 | 163.88 | 0.8 | 1.07 | 0.036 | 3
LDNO 132kV: LV Sub Site Specific Band 3 |  |  | 0.76 | 0.167 | 0.011 | 257.87 | 0.8 | 1.07 | 0.036 | 3
LDNO 132kV: LV Sub Site Specific Band 4 |  |  | 0.76 | 0.167 | 0.011 | 588.14 | 0.8 | 1.07 | 0.036 | 3
LDNO 132kV: HV Site Specific No Residual |  |  | 0.626 | 0.12 | 0.006 | 16.24 | 0.72 | 1.11 | 0.025 | 3
LDNO 132kV: HV Site Specific Band 1 |  |  | 0.626 | 0.12 | 0.006 | 517.97 | 0.72 | 1.11 | 0.025 | 3
LDNO 132kV: HV Site Specific Band 2 |  |  | 0.626 | 0.12 | 0.006 | 1559.25 | 0.72 | 1.11 | 0.025 | 3
LDNO 132kV: HV Site Specific Band 3 |  |  | 0.626 | 0.12 | 0.006 | 3424.81 | 0.72 | 1.11 | 0.025 | 3
LDNO 132kV: HV Site Specific Band 4 |  |  | 0.626 | 0.12 | 0.006 | 6480.07 | 0.72 | 1.11 | 0.025 | 3
LDNO 132kV: Unmetered Supplies |  |  | 1.638 | 0.411 | 0.246 |  |  |  |  | 3
LDNO 132kV: LV Generation Aggregated |  |  | -0.837 | -0.24 | -0.022 | 0 |  |  |  | 3
LDNO 132kV: LV Sub Generation Aggregated |  |  | -0.841 | -0.231 | -0.021 | 0 |  |  |  | 3
LDNO 132kV: LV Generation Site Specific |  |  | -0.837 | -0.24 | -0.022 | 0 |  |  | 0.05 | 3
LDNO 132kV: LV Sub Generation Site Specific |  |  | -0.841 | -0.231 | -0.021 | 0 |  |  | 0.051 | 3
LDNO 132kV: HV Generation Site Specific |  |  | -1.152 | -0.244 | -0.016 | 20.99 |  |  | 0.07 | 3
LDNO 0000: Domestic Aggregated or CT with Residual |  |  | 0 | 0 | 0 | 0.73 |  |  |  | 3
LDNO 0000: Domestic Aggregated (related MPAN) |  |  | 0 | 0 | 0 |  |  |  |  | 3
LDNO 0000: Non-Domestic Aggregated or CT No Residual |  |  | 0 | 0 | 0 | 0.56 |  |  |  | 3
LDNO 0000: Non-Domestic Aggregated or CT Band 1 |  |  | 0 | 0 | 0 | 0.56 |  |  |  | 3
LDNO 0000: Non-Domestic Aggregated or CT Band 2 |  |  | 0 | 0 | 0 | 0.56 |  |  |  | 4
LDNO 0000: Non-Domestic Aggregated or CT Band 3 |  |  | 0 | 0 | 0 | 0.56 |  |  |  | 4
LDNO 0000: Non-Domestic Aggregated or CT Band 4 |  |  | 0 | 0 | 0 | 0.56 |  |  |  | 4
LDNO 0000: Non-Domestic Aggregated (related MPAN) |  |  | 0 | 0 | 0 |  |  |  |  | 4
LDNO 0000: LV Site Specific No Residual |  |  | 0 | 0 | 0 | 0.56 | 0 | 0 | 0 | 4
LDNO 0000: LV Site Specific Band 1 |  |  | 0 | 0 | 0 | 0.56 | 0 | 0 | 0 | 4
LDNO 0000: LV Site Specific Band 2 |  |  | 0 | 0 | 0 | 0.56 | 0 | 0 | 0 | 4
LDNO 0000: LV Site Specific Band 3 |  |  | 0 | 0 | 0 | 0.56 | 0 | 0 | 0 | 4
LDNO 0000: LV Site Specific Band 4 |  |  | 0 | 0 | 0 | 0.56 | 0 | 0 | 0 | 4
LDNO 0000: LV Sub Site Specific No Residual |  |  | 0 | 0 | 0 | 0.56 | 0 | 0 | 0 | 4
LDNO 0000: LV Sub Site Specific Band 1 |  |  | 0 | 0 | 0 | 0.56 | 0 | 0 | 0 | 4
LDNO 0000: LV Sub Site Specific Band 2 |  |  | 0 | 0 | 0 | 0.56 | 0 | 0 | 0 | 4
LDNO 0000: LV Sub Site Specific Band 3 |  |  | 0 | 0 | 0 | 0.56 | 0 | 0 | 0 | 4
LDNO 0000: LV Sub Site Specific Band 4 |  |  | 0 | 0 | 0 | 0.56 | 0 | 0 | 0 | 4
LDNO 0000: HV Site Specific No Residual |  |  | 0 | 0 | 0 | 0.56 | 0 | 0 | 0 | 4
LDNO 0000: HV Site Specific Band 1 |  |  | 0 | 0 | 0 | 0.56 | 0 | 0 | 0 | 4
LDNO 0000: HV Site Specific Band 2 |  |  | 0 | 0 | 0 | 0.56 | 0 | 0 | 0 | 4
LDNO 0000: HV Site Specific Band 3 |  |  | 0 | 0 | 0 | 0.56 | 0 | 0 | 0 | 4
LDNO 0000: HV Site Specific Band 4 |  |  | 0 | 0 | 0 | 0.56 | 0 | 0 | 0 | 4
LDNO 0000: Unmetered Supplies |  |  | 0 | 0 | 0 |  |  |  |  | 4
LDNO 0000: LV Generation Aggregated |  |  | 0 | 0 | 0 | 0 |  |  |  | 4
LDNO 0000: LV Sub Generation Aggregated |  |  | 0 | 0 | 0 | 0 |  |  |  | 4
LDNO 0000: LV Generation Site Specific |  |  | 0 | 0 | 0 | 0 |  |  | 0 | 4
LDNO 0000: LV Sub Generation Site Specific |  |  | 0 | 0 | 0 | 0 |  |  | 0 | 4
LDNO 0000: HV Generation Site Specific |  |  | 0 | 0 | 0 | 0 |  |  | 0 | 4

## Annex 5 LLFs
Back to Overview
This table has intentionally been left blank. The line loss factors that are approved by the BSC Panel for the applicable year and consequently published on the Elexon website will take precedence and be used in Settlement. This annex will be re-published once these values are available.
SP Manweb - Illustrative LLFs for year beginning 1 April 2024
Time periods | Period 1 | Period 2 | Period 3 | Period 4
| (Name 1) | (Name 2) | (Name 3) | (Name 4)
Monday to Friday March to October | 23:30 – 07:30 | 07:30 – 23:30
Monday to Friday November to February | 23:30 – 07:30 | 20:00 – 23:30 | 07:30 – 16:00 19:00 – 20:00 | 16:00 – 19:00
Saturday and Sunday All Year | 23:30 – 07:30 | 07:30 – 23:30
Notes | All the above times are in UK Clock time
Generic demand and generation LLFs
Metered voltage, respective periods and associated LLFCs
Metered voltage | Period 1 | Period 2 | Period 3 | Period 4 | Associated LLFC
Low-voltage network | 1.095 | 1.112 | 1.121 | 1.137 | 101, 102, 103, 104, 105, 106, 111, 112, 113, 114, 115, 116, 117, 118, 119, 120, 130, 131, 132, 133, 134, 135, 136, 137, 138, 140, 141, 142, 143, 145, 146, 147, 148, 149, 150, 153, 155, 180, 212, 233, 234, 235, 236, 237, 764, 765, 781, 782, 783, 784, 785, 786, 787, 791, 795, 900, 901, 902, 903, 910 D00, D01, D02, D03, D04, G00, G01, G02, G03, G04, H00, H01, H02, H03, H04, T01, U00, U01, U02, U03, U04
Low-voltage substation | 1.06 | 1.059 | 1.062 | 1.065 | 766, 767, 780, 788, 789, 792, 796 E00, E01, E02, E03, E04,K00, K01, K02, K03, K04, L00, L01, L02, L03, L04
High-voltage network | 1.032 | 1.036 | 1.04 | 1.043 | 768, 769, 770, 771, 774, 775, 776, 777, 778, 779, 793, 797 M00, M01, M02, M03, M04, N00, N01, N02, N03, N04
High-voltage substation | 1.024 | 1.026 | 1.027 | 1.029 | 300 - 399 inclusive 445 - 499 inclusive 700 - 725 inclusive
33kV generic import | 1.016 | 1.017 | 1.019 | 1.02
33kV generic export | 1.012 | 1.012 | 1.012 | 1.013
132kV generic import | 1.003 | 1.004 | 1.005 | 1.005
132kV generic export | 1 | 1 | 1 | 1
EHV site specific LLFs
Demand
Site | Period 1 | Period 2 | Period 3 | Period 4 | Associated LLFC
Cefyn Mawr | 1.016 | 1.018 | 1.02 | 1.021 | 800 | 1
Shotton Paper | 1 | 1 | 1 | 1 | 802 | 1
Shell Stanlow | 1.039 | 1.04 | 1.039 | 1.041 | 803 | 1
Jaguar & Land Rover | 1.062 | 1.065 | 1.063 | 1.068 | 804 | 1
Innospec | 1.04 | 1.046 | 1.042 | 1.051 | 805 | 1
General Motors | 1.037 | 1.039 | 1.037 | 1.04 | 807 | 1
TATA Steel | 1.017 | 1.018 | 1.017 | 1.019 | 808 | 1
Urenco | 1.037 | 1.039 | 1.037 | 1.04 | 809 | 1
Ineos Chlor Ltd (Lostock) | 1.051 | 1.065 | 1.05 | 1.069 | 810 | 1
SafeGuard Bradwell | 1.016 | 1.017 | 1.019 | 1.02 | 811 | 1
Knauf Insulation | 1.064 | 1.066 | 1.064 | 1.068 | 812 | 1
Air Products | 1.016 | 1.018 | 1.02 | 1.021 | 813 | 1
Shell Chemicals | 1.042 | 1.044 | 1.042 | 1.044 | 814 | 1
GrowHow | 1.04 | 1.042 | 1.039 | 1.042 | 815 | 1
Castle Cement | 1.024 | 1.027 | 1.023 | 1.029 | 816 | 1
Kronospan | 1.04 | 1.051 | 1.043 | 1.064 | 817 | 1
Pilkington's STOR | 1.016 | 1.018 | 1.02 | 1.021 | 818 | 1
Tyn dryfol PV | 1.016 | 1.018 | 1.02 | 1.021 | 820 | 1
BHP | 1.028 | 1.042 | 1.032 | 1.053 | 821 | 1
Hole House Farm | 1.03 | 1.039 | 1.032 | 1.049 | 822 | 1
Williams Farm Solar Park | 1.016 | 1.017 | 1.019 | 1.021 | 823 | 1
Port of Liverpool | 1.016 | 1.018 | 1.02 | 1.021 | 824 | 1
Booston Wood | 1.005 | 1.009 | 1.007 | 1.012 | 825 | 1
Combermere Abbey PV | 1.016 | 1.017 | 1.019 | 1.021 | 826 | 1
Kimberley Clark | 1.047 | 1.061 | 1.049 | 1.072 | 827 | 1
Amegni | 1.016 | 1.018 | 1.02 | 1.021 | 828 | 1
Salt Union | 1.06 | 1.062 | 1.061 | 1.063 | 829 | 1
Parciau Solar Park | 1.016 | 1.018 | 1.02 | 1.021 | 830 | 1
Ineos Chlor Ltd (Percival Lane) | 1.062 | 1.065 | 1.062 | 1.067 | 831 | 1
Toyota | 1.019 | 1.021 | 1.018 | 1.023 | 833 | 1
Warmingham Gas Storage | 1.06 | 1.073 | 1.065 | 1.089 | 834 | 1
Arpley Landfill | 1.016 | 1.018 | 1.02 | 1.021 | 835 | 1
Amcor | 1.026 | 1.031 | 1.025 | 1.035 | 836 | 1
Queensferry Diesel | 1.016 | 1.018 | 1.02 | 1.021 | 837 | 1
Cemmaes C | 1.016 | 1.018 | 1.02 | 1.021 | 838 | 1
PG Strand Gate | 1.04 | 1.045 | 1.041 | 1.048 | 839 | 1
Moel Maelogan (A) | 1.016 | 1.018 | 1.02 | 1.021 | 840 | 1
Moel Maelogan (B) | 1.016 | 1.018 | 1.02 | 1.021 | 841 | 1
North Hoyle | 1.016 | 1.018 | 1.02 | 1.021 | 842 | 2
Cefn Croyes (3) | 1.016 | 1.018 | 1.02 | 1.021 | 843 | 2
Cefn Croyes (4) | 1.016 | 1.018 | 1.02 | 1.021 | 844 | 2
Tir Mostyn | 1.016 | 1.018 | 1.02 | 1.021 | 845 | 2
Mynydd Clogau | 1.016 | 1.018 | 1.02 | 1.021 | 846 | 2
Granox | 1.014 | 1.02 | 1.014 | 1.025 | 847 | 2
Tai Moelion | 1.016 | 1.018 | 1.02 | 1.021 | 848 | 2
Braich Ddu | 1.016 | 1.018 | 1.02 | 1.021 | 849 | 2
Widnes Biomass | 1.01 | 1.019 | 1.012 | 1.027 | 850 | 2
Moel Maelogan 2 | 1.016 | 1.018 | 1.02 | 1.021 | 851 | 2
Wern Ddu | 1.016 | 1.018 | 1.02 | 1.021 | 854 | 2
Rhyl Flats | 1.017 | 1.024 | 1.02 | 1.021 | 856 | 2
Seaforth Liverpool Dock 2 | 1.008 | 1.011 | 1.009 | 1.014 | 857 | 2
Clocaenog Wind farm | 1.003 | 1.005 | 1.008 | 1.006 | 858 | 2
Protos Park | 1.003 | 1.004 | 1.005 | 1.005 | 859 | 2
Cemmaes B | 1.016 | 1.018 | 1.02 | 1.021 | 865 | 2
Penrhyddlan | 1.016 | 1.018 | 1.02 | 1.021 | 866 | 2
Llidartywaun | 1.016 | 1.018 | 1.02 | 1.021 | 867 | 2
Rhyd y Groes | 1.016 | 1.018 | 1.02 | 1.021 | 868 | 2
Llangwyrfon | 1.016 | 1.018 | 1.02 | 1.021 | 869 | 2
Storenergy (Lostock) | 1.029 | 1.034 | 1.029 | 1.037 | 870 | 2
Rheidol | 1.016 | 1.018 | 1.02 | 1.021 | 871 | 2
Carno B | 1.016 | 1.018 | 1.02 | 1.021 | 872 | 2
Carno A | 1.016 | 1.018 | 1.02 | 1.021 | 873 | 2
Trysglwyn | 1.016 | 1.018 | 1.02 | 1.021 | 874 | 2
Llanabo | 1.016 | 1.018 | 1.02 | 1.021 | 875 | 2
Ebnal Lodge PV | 1.016 | 1.018 | 1.02 | 1.021 | 876 | 2
Quinn Glass | 1.042 | 1.044 | 1.043 | 1.046 | 877 | 2
Liverpool Int Bus Park | 1.075 | 1.08 | 1.076 | 1.084 | 878 | 2
Twemelows Hall PV | 1.016 | 1.017 | 1.019 | 1.02 | 880 | 2
Teyrdan | 1.016 | 1.017 | 1.019 | 1.021 | 881 | 2
Parc Adfer | 1.022 | 1.025 | 1.021 | 1.027 | 882 | 2
Hadley Solar Park | 1.016 | 1.017 | 1.019 | 1.021 | 883 | 2
Beaufort Road | 1.041 | 1.044 | 1.02 | 1.021 | 884 | 3
Mersey Warf STOR | 1.016 | 1.018 | 1.02 | 1.021 | 885 | 3
Charity Farm Solar Park | 1.016 | 1.018 | 1.02 | 1.021 | 886 | 3
Mynydd Gorduu | 1.016 | 1.018 | 1.02 | 1.021 | 887 | 3
Nefyn | 1.016 | 1.018 | 1.02 | 1.021 | 889 | 3
Frodsham WF 1 | 1.016 | 1.017 | 1.019 | 1.02 | 890 | 3
Frodsham WF 2 | 1.016 | 1.017 | 1.019 | 1.02 | 891 | 3
Ince Biomass | 1.048 | 1.05 | 1.048 | 1.051 | 892 | 3
Kinmel Estate Solar Park | 1.016 | 1.017 | 1.019 | 1.02 | 893 | 3
Tirgwynt Wind Farm | 1.016 | 1.017 | 1.019 | 1.02 | 894 | 3
Brenig Wind Farm | 1.016 | 1.018 | 1.02 | 1.021 | 895 | 3
Percival Lane STOR | 1.005 | 1.008 | 1.006 | 1.011 | 896 | 3
Stanlow STOR | 1.016 | 1.017 | 1.019 | 1.02 | 897 | 3
PG Winnington | 1.03 | 1.036 | 1.02 | 1.021 | 898 | 3
Airbus UK Ltd (33kV) | 1.018 | 1.021 | 1.018 | 1.021 | 899 | 3
Griffiths Road STOR (Northwich Power) | 1.016 | 1.018 | 1.02 | 1.021 | 911 | 3
Warrington Power- Slutchers lane | 1.016 | 1.018 | 1.02 | 1.021 | 912 | 3
Hillside Network Rail | 1.016 | 1.017 | 1.019 | 1.02 | 913 | 3
Latchford Lane Gas STOR | 1.016 | 1.018 | 1.02 | 1.021 | 914 | 3
ERF Way STOR | 1.016 | 1.018 | 1.02 | 1.021 | 916 | 3
Hooton Bio Mass | 1.006 | 1.008 | 1.006 | 1.009 | 917 | 3
Alexandra Park | 1.016 | 1.018 | 1.02 | 1.021 | 918 | 3
NR Bidston | 1.016 | 1.017 | 1.019 | 1.02 | 919 | 3
Network Rail (Crewe) | 1.052 | 1.059 | 1.054 | 1.068 | 921 | 3
Network Rail (Bankhall) | 1.077 | 1.082 | 1.079 | 1.087 | 923 | 3
NR Bromborough | 1.04 | 1.047 | 1.042 | 1.052 | 924 | 3
Network Rail (Shore Road) | 1.042 | 1.044 | 1.042 | 1.046 | 925 | 3
Risley | 1.012 | 1.016 | 1.012 | 1.019 | MSID 0030 | 3
Bold | 1.039 | 1.04 | 1.05 | 1.057 | MSID 0031/32 | 3
Dolgarrog PS | 0.991 | 0.992 | 0.984 | 0.985 | MSID 4532/33 | 3
Burbo Bank | 1.001 | 1.001 | 1.001 | 1.002 | MSID 7203 | 3
Cheshire Power Station | 1.003 | 1.004 | 1.003 | 1.003 | MSID 7382/3/4 | 3
Carnegie Battery Storage | 1.016 | 1.017 | 1.019 | 1.02 | MSID 7385 | 3
M & D Business Park, St Helens | 1.016 | 1.017 | 1.019 | 1.02 | 920 | 3
0
0
0
0
0
0
0
EHV site specific LLFs
Generation
Site | Period 1 | Period 2 | Period 3 | Period 4 | Associated LLFC
Cefyn Mawr | 1.015 | 1.021 | 1.015 | 1.021 | 622 | 4
Shotton Paper | 1 | 1 | 1 | 1 | 601 | 4
Shell Stanlow | 1.012 | 1.012 | 1.013 | 1.014 | 603 | 4
Ineos Chlor Ltd (Lostock) | 1.03 | 1.035 | 1.013 | 1.014 | 618 | 4
SafeGuard Bradwell | 1.012 | 1.028 | 1.022 | 1.013 | 655 | 4
Kronospan | 1.02 | 1.022 | 1.021 | 1.028 | 648 | 4
Pilkington's STOR | 1.016 | 1.024 | 1.018 | 1.028 | 680 | 4
Tyn dryfol PV | 1.012 | 1.006 | 1.01 | 1.027 | 658 | 4
BHP | 1.017 | 1.029 | 1.024 | 1.043 | 621 | 4
Williams Farm Solar Park | 1.012 | 1.024 | 1.017 | 1.013 | 659 | 4
Port of Liverpool | 1.011 | 1.015 | 1.012 | 1.018 | 604 | 4
Booston Wood | 1.004 | 1.007 | 1.006 | 1.01 | 660 | 4
Combermere Abbey PV | 1.021 | 1.025 | 1.022 | 1.013 | 661 | 4
Amegni | 0.995 | 1.005 | 0.998 | 1.013 | 628 | 4
Salt Union | 1.012 | 1.012 | 1.001 | 1.034 | 629 | 4
Parciau Solar Park | 1.012 | 1.014 | 1.009 | 1.024 | 681 | 4
Toyota | 1.012 | 1.018 | 1.013 | 1.014 | 663 | 4
Arpley Landfill | 1.003 | 1.009 | 1.013 | 1.014 | 635 | 4
Queensferry Diesel | 1.017 | 1.019 | 1.016 | 1.018 | 662 | 4
Cemmaes C | 0.969 | 0.988 | 0.962 | 0.985 | 638 | 4
PG Strand Gate | 0.987 | 0.991 | 0.988 | 0.994 | 639 | 4
Moel Maelogan (A) | 0.982 | 0.99 | 0.983 | 0.994 | 640 | 4
Moel Maelogan (B) | 0.982 | 0.99 | 0.983 | 0.994 | 641 | 4
North Hoyle | 0.958 | 0.965 | 0.958 | 0.966 | 642 | 4
Cefn Croyes (3) | 1.042 | 1.054 | 1.048 | 1.07 | 643 | 4
Cefn Croyes (4) | 1.029 | 1.042 | 1.033 | 1.053 | 644 | 4
Tir Mostyn | 0.963 | 0.945 | 0.949 | 0.967 | 645 | 4
Mynydd Clogau | 1.008 | 1.025 | 1.022 | 1.037 | 646 | 4
Granox | 1.012 | 1.012 | 1.013 | 1.014 | 647 | 4
Tai Moelion | 1.004 | 1.002 | 1.004 | 1.017 | 651 | 4
Braich Ddu | 0.981 | 0.976 | 0.999 | 0.984 | 649 | 4
Widnes Biomass | 1.002 | 1.009 | 1.003 | 1.015 | 652 | 4
Moel Maelogan 2 | 0.982 | 0.99 | 0.983 | 0.994 | 611 | 4
Wern Ddu | 0.99 | 1.018 | 1.004 | 1.03 | 654 | 4
Rhyl Flats | 1.008 | 1.015 | 1.009 | 1.019 | 656 | 4
Clocaenog Wind farm | 0.997 | 1 | 0.996 | 0.998 | 612 | 4
Protos Park | 1 | 1 | 1 | 1 | 630 | 4
Cemmaes B | 0.969 | 0.988 | 0.962 | 0.985 | 665 | 4
Penrhyddlan | 0.974 | 0.966 | 0.943 | 0.971 | 666 | 4
Llidartywaun | 0.941 | 0.961 | 0.943 | 0.968 | 667 | 4
Rhyd y Groes | 0.972 | 0.975 | 0.957 | 0.974 | 668 | 5
Llangwyrfon | 0.996 | 1.012 | 1.002 | 1.026 | 669 | 5
Rheidol | 1.007 | 1.019 | 1.013 | 1.035 | 671 | 5
Carno B | 0.995 | 1.005 | 0.998 | 1.013 | 672 | 5
Carno A | 0.995 | 1.005 | 0.998 | 1.013 | 673 | 5
Trysglwyn | 0.987 | 0.989 | 0.987 | 0.989 | 674 | 5
Llanabo | 0.967 | 0.968 | 0.966 | 0.968 | 675 | 5
Ebnal Lodge PV | 1.012 | 1.034 | 1.029 | 1.014 | 676 | 5
Twemelows Hall PV | 1.012 | 1.02 | 1.018 | 1.029 | 670 | 5
Teyrdan | 1.012 | 1.019 | 1.017 | 1.013 | 679 | 5
Parc Adfer | 1.019 | 1.021 | 1.018 | 1.022 | 684 | 5
Hadley Solar Park | 1.012 | 1.015 | 1.019 | 1.013 | 683 | 5
Beaufort Road | 1.043 | 1.044 | 1.042 | 1.043 | 664 | 5
Mersey Warf STOR | 1.043 | 1.045 | 1.042 | 1.044 | 615 | 5
Charity Farm Solar Park | 1.013 | 1.016 | 1.017 | 1.028 | 686 | 5
Mynydd Gorduu | 1.008 | 1.03 | 1.018 | 1.059 | 687 | 5
Nefyn | 1.012 | 1.023 | 1.018 | 1.013 | 678 | 5
Frodsham WF 1 | 1.007 | 1.008 | 1.007 | 1.009 | 697 | 5
Frodsham WF 2 | 1.008 | 1.012 | 1.01 | 1.02 | 699 | 5
Ince Biomass | 1.042 | 1.043 | 1.042 | 1.044 | 692 | 5
Kinmel Estate Solar Park | 1.012 | 1.016 | 1.01 | 1.013 | 693 | 5
Tirgwynt Wind Farm | 1.014 | 1.022 | 1.016 | 1.03 | 694 | 5
Brenig Wind Farm | 0.995 | 0.997 | 0.993 | 0.996 | 696 | 5
Percival Lane STOR | 1.004 | 1.007 | 1.005 | 1.009 | 616 | 5
Stanlow STOR | 1.001 | 1.004 | 1.002 | 1.009 | 617 | 5
PG Winnington | 1.021 | 1.026 | 1.022 | 1.022 | 698 | 5
Griffiths Road STOR (Northwich Power) | 1.017 | 1.023 | 1.019 | 1.025 | 623 | 5
Warrington Power- Slutchers lane | 1.004 | 1.009 | 1.005 | 1.011 | 624 | 5
Latchford Lane Gas STOR | 1.003 | 1.01 | 1.005 | 1.012 | 626 | 5
ERF Way STOR | 1.003 | 1.004 | 1.003 | 1.003 | MSID 7414 | 5
Hooton Bio Mass | 1.003 | 1.004 | 1.003 | 1.004 | 632 | 5
Alexandra Park | 1.009 | 1.013 | 1.01 | 1.015 | 633 | 5
Network Rail (Crewe) | 1.012 | 1.026 | 1.023 | 1.033 | 691 | 5
Dolgarrog PS | 0.991 | 0.992 | 0.984 | 0.985 | MSID 4532/33 | 5
Burbo Bank | 1.001 | 1.001 | 1.001 | 1.002 | MSID 7203 | 5
Cheshire Power Station | 1.003 | 1.004 | 1.003 | 1.003 | MSID 7382/3/4 | 5
Carnegie Battery Storage | 1.012 | 1.012 | 1.012 | 1.013 | MSID 7386 | 5
Maentwrog PS | 0.92 | 0.932 | 0.978 | 0.949 | MSID 6015 | 5
Cwm Dyli PS | 0.965 | 0.99 | 0.982 | 0.977 | MSID 4054 | 5
M & D Business Park, St Helens | 1.012 | 1.012 | 1.012 | 1.013 | 650 | 5

## Annex 6 New or Amended EHV
Back to Overview | [6 empty] | Note: The list of MPANs/MSIDs provided may be incomplete; the DNO reserves the right to apply the listed charges to any other MPANs/MSIDs associated with the site. If sites appear in both Annex 2 and Annex 6, the charges in Annex 6 take precedence. Where an existing Designated EHV Property is modified and energised in the charging year, we may revise the EDCM charges for the modified Designated EHV Property.
Annex 6 - Charges for New or Amended Designated EHV Properties
SP Manweb - Effective from 1 April 2024 - Final new designated EHV charges
Effective from date | Import Unique Identifier | LLFC | Import MPANs/MSIDs | Export Unique Identifier | LLFC | Export MPANs/MSIDs | Name | Residual Charging Band | Import Super Red unit charge (p/kWh) | Import fixed charge (p/day) | Import capacity charge (p/kVA/day) | Import exceeded capacity charge (p/kVA/day) | Export Super Red unit charge (p/kWh) | Export fixed charge (p/day) | Export capacity charge (p/kVA/day) | Export exceeded capacity charge (p/kVA/day)
01/04/2024 | EDCM import 1 | 852 | 1300061141281 | EDCM export 1 | 634 | 1300061141290 | Bubney Farm | 0 | 0 | 58.57 | 2.32 | 2.32 | 0 | 4685.69 | 0.05 | 0.05
01/04/2024 | EDCM import 2 | 863 | 1300061061583 | EDCM export 2 | 613 | 1300061061592 | Porth Wen / North Anglesey Solar Park | 0 | 0 | 47.37 | 1.73 | 1.73 | 0 | 7887.51 | 0.05 | 0.05
01/04/2024 | EDCM import 3 | 888 | 1300061391132 | EDCM export 3 | 951 | 1300061391141 | Morlais Tidal | 0 | 0 | 901.81 | 1.8 | 1.8 | 0 | 1623.26 | 0.05 | 0.05
01/04/2024 | EDCM import 4 | 350 | 1300035355970 | EDCM export 4 | 705 | 1300061236507 | Poppies House | 0 | 0 | 18297.63 | 1.39 | 1.39 | 0 | 250.79 | 0.05 | 0.05
01/04/2024 | EDCM import 5 | 839 | 1300051822667 | EDCM export 5 |  |  | EON Strand Gate | 4 | 0 | 210389.85 | 2.16 | 2.16 | 0 | 0 | 0 | 0
01/04/2024 | EDCM import 6 | 928 | 1300061485757 | EDCM export 6 | 639 | 1300061485766 | Cargills Strand Gate | 1 | 0 | 18165.83 | 1.56 | 1.56 | 0 | 0 | 0 | 0
01/04/2024 | EDCM import 7 | TBC8 | TBC8 | TBC8A | TBC8A | TBC8A | Airfields Deeside | 2 | - | 49460.35 | 0.97 | 0.97
01/04/2024 | EDCM import 8 | 445 | 1300061566820 | EDCM export 8 |  |  | Chester Zoo | 1 | 0 | 20763.79 | 2.67 | 2.67 | 0 | 0 | 0 | 0
01/04/2024 | EDCM import 9 | 322 | 1300035364707 | EDCM export 9 | 700 | 1300060416993 | Bentley Motor Cars Ltd | 2 | 0 | 59523.3512 | 1.85 | 1.85 | - | 1509.21 | 0.05 | 0.05
| EDCM import 10 |  |  | EDCM export 10
SP Manweb - Effective from 1 April 2024 - Final new designated EHV line loss factors
Effective from date | Import Unique Identifier | LLFC | Import MPANs/MSIDs | Export Unique Identifier | LLFC | Export MPANs/MSIDs | Name | Residual Charging Band | Import LLF period 1 | Import LLF period 2 | Import LLF period 3 | Import LLF period 4 | Export LLF period 1 | Export LLF period 2 | Export LLF period 3 | Export LLF period 4
01/04/2024 | EDCM Import 1 | 852 | 1300061141281 | EDCM Export 1 | 634 | 1300061141290 | Bubney Farm | 0 | 1.016 | 1.017 | 1.019 | 1.02 | 1.012 | 1.012 | 1.012 | 1.013
01/04/2024 | EDCM Import 2 | 863 | 1300061061583 | EDCM Export 2 | 613 | 1300061061592 | Porth Wen / North Anglesey Solar Park | 0 | 1.003 | 1.004 | 1.005 | 1.005 | 1 | 1 | 1 | 1
01/04/2024 | EDCM Import 3 | 888 | 1300061391132 | EDCM Export 3 | 951 | 1300061391141 | Morlais Tidal | 0 | 1.016 | 1.017 | 1.019 | 1.02 | 1.012 | 1.012 | 1.012 | 1.013
01/04/2024 | EDCM Import 4 | 350 | 1300035355970 | EDCM Export 4 | 705 | 1300061236507 | Poppies House | 0 | 1.024 | 1.026 | 1.027 | 1.029 | 1.024 | 1.026 | 1.027 | 1.029
01/04/2024 | EDCM Import 5 | 839 | 1300051822667 | EDCM Export 5 | 0 | 0 | EON Strand Gate | 4 | 1.04 | 1.045 | 1.041 | 1.048
01/04/2024 | EDCM Import 6 | 928 | 1300061485757 | EDCM Export 6 | 639 | 1300061485766 | Cargills Strand Gate | 1 | 1.016 | 1.017 | 1.019 | 1.02 | 0.987 | 0.991 | 0.988 | 0.994
01/04/2024 | EDCM Import 7 | TBC8 | TBC8 | EDCM Export 7 | TBC8A | TBC8A | Airfields Deeside | 2 | 1.016 | 1.017 | 1.019 | 1.02 | 1.012 | 1.012 | 1.012 | 1.013
01/04/2024 | EDCM import 8 | 445 | 1300061566820 | EDCM export 8 |  |  | Chester Zoo | 1 | 1.024 | 1.026 | 1.027 | 1.029
| EDCM Import 9 |  |  | EDCM Export 9
| EDCM Import 10 |  |  | EDCM Export 10

## Annex 7 Pass-Through Costs
Back to Overview
SP Manweb - Effective from 1 April 2024 - Final Supplier of Last Resort and Eligible Bad Debt Pass-Through Costs
Tariff name | Open LLFCs / LDNO unique billing identifier | PCs | Supplier of Last Resort Fixed charge adder* p/MPAN/day | Excess Supplier of Last Resort Fixed charge adder** p/MPAN/day | Eligible Bad Debt Fixed charge adder*** p/MPAN/day
Domestic Aggregated or CT | 101, 102, 103, 105, 111, 112, 113, 114, 115, 116, 117, 118, 119, 120, 131, 132, 133, 134, 147, 148, 149, 150, 180, T01 | 0, 1, 2 | 0.17169 |  | 0.55511 | 1
Non-Domestic Aggregated or CT No Residual | D00,E00,U00 | 0, 3, 4, 5-8 |  |  | 0.55511 | 1
Non-Domestic Aggregated or CT Band 1 | D01,E01,U01 | 0, 3, 4, 5-8 |  |  | 0.55511 | 1
Non-Domestic Aggregated or CT Band 2 | D02,E02,U02 | 0, 3, 4, 5-8 |  |  | 0.55511 | 1
Non-Domestic Aggregated or CT Band 3 | D03,E03,U03 | 0, 3, 4, 5-8 |  |  | 0.55511 | 1
Non-Domestic Aggregated or CT Band 4 | D04,E04,U04 | 0, 3, 4, 5-8 |  |  | 0.55511 | 1
LV Site Specific No Residual | G00, H00 | 0 |  |  | 0.55511 | 1
LV Site Specific Band 1 | G01, H01 | 0 |  |  | 0.55511 | 1
LV Site Specific Band 2 | G02, H02 | 0 |  |  | 0.55511 | 1
LV Site Specific Band 3 | G03, H03 | 0 |  |  | 0.55511 | 1
LV Site Specific Band 4 | G04, H04 | 0 |  |  | 0.55511 | 1
LV Sub Site Specific No Residual | K00, L00 | 0 |  |  | 0.55511 | 1
LV Sub Site Specific Band 1 | K01, L01 | 0 |  |  | 0.55511 | 1
LV Sub Site Specific Band 2 | K02, L02 | 0 |  |  | 0.55511 | 1
LV Sub Site Specific Band 3 | K03, L03 | 0 |  |  | 0.55511 | 1
LV Sub Site Specific Band 4 | K04, L04 | 0 |  |  | 0.55511 | 1
HV Site Specific No Residual | M00, N00 | 0 |  |  | 0.55511 | 1
HV Site Specific Band 1 | M01, N01 | 0 |  |  | 0.55511 | 1
HV Site Specific Band 2 | M02, N02 | 0 |  |  | 0.55511 | 1
HV Site Specific Band 3 | M03, N03 | 0 |  |  | 0.55511 | 1
HV Site Specific Band 4 | M04, N04 | 0 |  |  | 0.55511 | 1
LDNO LV: Domestic Aggregated or CT |  | 0, 1, 2 | 0.17169 |  | 0.55511 | 1
LDNO LV: Non-Domestic Aggregated or CT No Residual |  | 0, 3, 4, 5-8 |  |  | 0.55511 | 1
LDNO LV: Non-Domestic Aggregated or CT Band 1 |  | 0, 3, 4, 5-8 |  |  | 0.55511 | 1
LDNO LV: Non-Domestic Aggregated or CT Band 2 |  | 0, 3, 4, 5-8 |  |  | 0.55511 | 1
LDNO LV: Non-Domestic Aggregated or CT Band 3 |  | 0, 3, 4, 5-8 |  |  | 0.55511 | 1
LDNO LV: Non-Domestic Aggregated or CT Band 4 |  | 0, 3, 4, 5-8 |  |  | 0.55511 | 1
LDNO LV: LV Site Specific No Residual |  | 0 |  |  | 0.55511 | 1
LDNO LV: LV Site Specific Band 1 |  | 0 |  |  | 0.55511 | 1
LDNO LV: LV Site Specific Band 2 |  | 0 |  |  | 0.55511 | 1
LDNO LV: LV Site Specific Band 3 |  | 0 |  |  | 0.55511 | 1
LDNO LV: LV Site Specific Band 4 |  | 0 |  |  | 0.55511 | 1
LDNO HV: Domestic Aggregated or CT |  | 0, 1, 2 | 0.17169 |  | 0.55511 | 1
LDNO HV: Non-Domestic Aggregated or CT No Residual |  | 0, 3, 4, 5-8 |  |  | 0.55511 | 2
LDNO HV: Non-Domestic Aggregated or CT Band 1 |  | 0, 3, 4, 5-8 |  |  | 0.55511 | 2
LDNO HV: Non-Domestic Aggregated or CT Band 2 |  | 0, 3, 4, 5-8 |  |  | 0.55511 | 2
LDNO HV: Non-Domestic Aggregated or CT Band 3 |  | 0, 3, 4, 5-8 |  |  | 0.55511 | 2
LDNO HV: Non-Domestic Aggregated or CT Band 4 |  | 0, 3, 4, 5-8 |  |  | 0.55511 | 2
LDNO HV: LV Site Specific No Residual |  | 0 |  |  | 0.55511 | 2
LDNO HV: LV Site Specific Band 1 |  | 0 |  |  | 0.55511 | 2
LDNO HV: LV Site Specific Band 2 |  | 0 |  |  | 0.55511 | 2
LDNO HV: LV Site Specific Band 3 |  | 0 |  |  | 0.55511 | 2
LDNO HV: LV Site Specific Band 4 |  | 0 |  |  | 0.55511 | 2
LDNO HV: LV Sub Site Specific No Residual |  | 0 |  |  | 0.55511 | 2
LDNO HV: LV Sub Site Specific Band 1 |  | 0 |  |  | 0.55511 | 2
LDNO HV: LV Sub Site Specific Band 2 |  | 0 |  |  | 0.55511 | 2
LDNO HV: LV Sub Site Specific Band 3 |  | 0 |  |  | 0.55511 | 2
LDNO HV: LV Sub Site Specific Band 4 |  | 0 |  |  | 0.55511 | 2
LDNO HV: HV Site Specific No Residual |  | 0 |  |  | 0.55511 | 2
LDNO HV: HV Site Specific Band 1 |  | 0 |  |  | 0.55511 | 2
LDNO HV: HV Site Specific Band 2 |  | 0 |  |  | 0.55511 | 2
LDNO HV: HV Site Specific Band 3 |  | 0 |  |  | 0.55511 | 2
LDNO HV: HV Site Specific Band 4 |  | 0 |  |  | 0.55511 | 2
LDNO HVplus: Domestic Aggregated or CT |  | 0, 1, 2 | 0.17169 |  | 0.55511 | 2
LDNO HVplus: Non-Domestic Aggregated or CT No Residual |  | 0, 3, 4, 5-8 |  |  | 0.55511 | 2
LDNO HVplus: Non-Domestic Aggregated or CT Band 1 |  | 0, 3, 4, 5-8 |  |  | 0.55511 | 2
LDNO HVplus: Non-Domestic Aggregated or CT Band 2 |  | 0, 3, 4, 5-8 |  |  | 0.55511 | 2
LDNO HVplus: Non-Domestic Aggregated or CT Band 3 |  | 0, 3, 4, 5-8 |  |  | 0.55511 | 2
LDNO HVplus: Non-Domestic Aggregated or CT Band 4 |  | 0, 3, 4, 5-8 |  |  | 0.55511 | 2
LDNO HVplus: LV Site Specific No Residual |  | 0 |  |  | 0.55511 | 2
LDNO HVplus: LV Site Specific Band 1 |  | 0 |  |  | 0.55511 | 2
LDNO HVplus: LV Site Specific Band 2 |  | 0 |  |  | 0.55511 | 2
LDNO HVplus: LV Site Specific Band 3 |  | 0 |  |  | 0.55511 | 2
LDNO HVplus: LV Site Specific Band 4 |  | 0 |  |  | 0.55511 | 2
LDNO HVplus: LV Sub Site Specific No Residual |  | 0 |  |  | 0.55511 | 2
LDNO HVplus: LV Sub Site Specific Band 1 |  | 0 |  |  | 0.55511 | 2
LDNO HVplus: LV Sub Site Specific Band 2 |  | 0 |  |  | 0.55511 | 2
LDNO HVplus: LV Sub Site Specific Band 3 |  | 0 |  |  | 0.55511 | 2
LDNO HVplus: LV Sub Site Specific Band 4 |  | 0 |  |  | 0.55511 | 3
LDNO HVplus: HV Site Specific No Residual |  | 0 |  |  | 0.55511 | 3
LDNO HVplus: HV Site Specific Band 1 |  | 0 |  |  | 0.55511 | 3
LDNO HVplus: HV Site Specific Band 2 |  | 0 |  |  | 0.55511 | 3
LDNO HVplus: HV Site Specific Band 3 |  | 0 |  |  | 0.55511 | 3
LDNO HVplus: HV Site Specific Band 4 |  | 0 |  |  | 0.55511 | 3
LDNO EHV: Domestic Aggregated or CT |  | 0, 1, 2 | 0.17169 |  | 0.55511 | 3
LDNO EHV: Non-Domestic Aggregated or CT No Residual |  | 0, 3, 4, 5-8 |  |  | 0.55511 | 3
LDNO EHV: Non-Domestic Aggregated or CT Band 1 |  | 0, 3, 4, 5-8 |  |  | 0.55511 | 3
LDNO EHV: Non-Domestic Aggregated or CT Band 2 |  | 0, 3, 4, 5-8 |  |  | 0.55511 | 3
LDNO EHV: Non-Domestic Aggregated or CT Band 3 |  | 0, 3, 4, 5-8 |  |  | 0.55511 | 3
LDNO EHV: Non-Domestic Aggregated or CT Band 4 |  | 0, 3, 4, 5-8 |  |  | 0.55511 | 3
LDNO EHV: LV Site Specific No Residual |  | 0 |  |  | 0.55511 | 3
LDNO EHV: LV Site Specific Band 1 |  | 0 |  |  | 0.55511 | 3
LDNO EHV: LV Site Specific Band 2 |  | 0 |  |  | 0.55511 | 3
LDNO EHV: LV Site Specific Band 3 |  | 0 |  |  | 0.55511 | 3
LDNO EHV: LV Site Specific Band 4 |  | 0 |  |  | 0.55511 | 3
LDNO EHV: LV Sub Site Specific No Residual |  | 0 |  |  | 0.55511 | 3
LDNO EHV: LV Sub Site Specific Band 1 |  | 0 |  |  | 0.55511 | 3
LDNO EHV: LV Sub Site Specific Band 2 |  | 0 |  |  | 0.55511 | 3
LDNO EHV: LV Sub Site Specific Band 3 |  | 0 |  |  | 0.55511 | 3
LDNO EHV: LV Sub Site Specific Band 4 |  | 0 |  |  | 0.55511 | 3
LDNO EHV: HV Site Specific No Residual |  | 0 |  |  | 0.55511 | 3
LDNO EHV: HV Site Specific Band 1 |  | 0 |  |  | 0.55511 | 3
LDNO EHV: HV Site Specific Band 2 |  | 0 |  |  | 0.55511 | 3
LDNO EHV: HV Site Specific Band 3 |  | 0 |  |  | 0.55511 | 3
LDNO EHV: HV Site Specific Band 4 |  | 0 |  |  | 0.55511 | 3
LDNO 132kV/EHV: Domestic Aggregated or CT |  | 0, 1, 2 | 0.17169 |  | 0.55511 | 3
LDNO 132kV/EHV: Non-Domestic Aggregated or CT No Residual |  | 0, 3, 4, 5-8 |  |  | 0.55511 | 3
LDNO 132kV/EHV: Non-Domestic Aggregated or CT Band 1 |  | 0, 3, 4, 5-8 |  |  | 0.55511 | 3
LDNO 132kV/EHV: Non-Domestic Aggregated or CT Band 2 |  | 0, 3, 4, 5-8 |  |  | 0.55511 | 3
LDNO 132kV/EHV: Non-Domestic Aggregated or CT Band 3 |  | 0, 3, 4, 5-8 |  |  | 0.55511 | 3
LDNO 132kV/EHV: Non-Domestic Aggregated or CT Band 4 |  | 0, 3, 4, 5-8 |  |  | 0.55511 | 3
LDNO 132kV/EHV: LV Site Specific No Residual |  | 0 |  |  | 0.55511 | 3
LDNO 132kV/EHV: LV Site Specific Band 1 |  | 0 |  |  | 0.55511 | 3
LDNO 132kV/EHV: LV Site Specific Band 2 |  | 0 |  |  | 0.55511 | 4
LDNO 132kV/EHV: LV Site Specific Band 3 |  | 0 |  |  | 0.55511 | 4
LDNO 132kV/EHV: LV Site Specific Band 4 |  | 0 |  |  | 0.55511 | 4
LDNO 132kV/EHV: LV Sub Site Specific No Residual |  | 0 |  |  | 0.55511 | 4
LDNO 132kV/EHV: LV Sub Site Specific Band 1 |  | 0 |  |  | 0.55511 | 4
LDNO 132kV/EHV: LV Sub Site Specific Band 2 |  | 0 |  |  | 0.55511 | 4
LDNO 132kV/EHV: LV Sub Site Specific Band 3 |  | 0 |  |  | 0.55511 | 4
LDNO 132kV/EHV: LV Sub Site Specific Band 4 |  | 0 |  |  | 0.55511 | 4
LDNO 132kV/EHV: HV Site Specific No Residual |  | 0 |  |  | 0.55511 | 4
LDNO 132kV/EHV: HV Site Specific Band 1 |  | 0 |  |  | 0.55511 | 4
LDNO 132kV/EHV: HV Site Specific Band 2 |  | 0 |  |  | 0.55511 | 4
LDNO 132kV/EHV: HV Site Specific Band 3 |  | 0 |  |  | 0.55511 | 4
LDNO 132kV/EHV: HV Site Specific Band 4 |  | 0 |  |  | 0.55511 | 4
LDNO 132kV: Domestic Aggregated or CT |  | 0, 1, 2 | 0.17169 |  | 0.55511 | 4
LDNO 132kV: Non-Domestic Aggregated or CT No Residual |  | 0, 3, 4, 5-8 |  |  | 0.55511 | 4
LDNO 132kV: Non-Domestic Aggregated or CT Band 1 |  | 0, 3, 4, 5-8 |  |  | 0.55511 | 4
LDNO 132kV: Non-Domestic Aggregated or CT Band 2 |  | 0, 3, 4, 5-8 |  |  | 0.55511 | 4
LDNO 132kV: Non-Domestic Aggregated or CT Band 3 |  | 0, 3, 4, 5-8 |  |  | 0.55511 | 4
LDNO 132kV: Non-Domestic Aggregated or CT Band 4 |  | 0, 3, 4, 5-8 |  |  | 0.55511 | 4
LDNO 132kV: LV Site Specific No Residual |  | 0 |  |  | 0.55511 | 4
LDNO 132kV: LV Site Specific Band 1 |  | 0 |  |  | 0.55511 | 4
LDNO 132kV: LV Site Specific Band 2 |  | 0 |  |  | 0.55511 | 4
LDNO 132kV: LV Site Specific Band 3 |  | 0 |  |  | 0.55511 | 4
LDNO 132kV: LV Site Specific Band 4 |  | 0 |  |  | 0.55511 | 4
LDNO 132kV: LV Sub Site Specific No Residual |  | 0 |  |  | 0.55511 | 4
LDNO 132kV: LV Sub Site Specific Band 1 |  | 0 |  |  | 0.55511 | 4
LDNO 132kV: LV Sub Site Specific Band 2 |  | 0 |  |  | 0.55511 | 4
LDNO 132kV: LV Sub Site Specific Band 3 |  | 0 |  |  | 0.55511 | 4
LDNO 132kV: LV Sub Site Specific Band 4 |  | 0 |  |  | 0.55511 | 4
LDNO 132kV: HV Site Specific No Residual |  | 0 |  |  | 0.55511 | 4
LDNO 132kV: HV Site Specific Band 1 |  | 0 |  |  | 0.55511 | 4
LDNO 132kV: HV Site Specific Band 2 |  | 0 |  |  | 0.55511 | 4
LDNO 132kV: HV Site Specific Band 3 |  | 0 |  |  | 0.55511 | 4
LDNO 132kV: HV Site Specific Band 4 |  | 0 |  |  | 0.55511 | 4
LDNO 0000: Domestic Aggregated or CT |  | 0, 1, 2 | 0.17169 |  | 0.55511 | 4
LDNO 0000: Non-Domestic Aggregated or CT No Residual |  | 0, 3, 4, 5-8 |  |  | 0.55511 | 5
LDNO 0000: Non-Domestic Aggregated or CT Band 1 |  | 0, 3, 4, 5-8 |  |  | 0.55511 | 5
LDNO 0000: Non-Domestic Aggregated or CT Band 2 |  | 0, 3, 4, 5-8 |  |  | 0.55511 | 5
LDNO 0000: Non-Domestic Aggregated or CT Band 3 |  | 0, 3, 4, 5-8 |  |  | 0.55511 | 5
LDNO 0000: Non-Domestic Aggregated or CT Band 4 |  | 0, 3, 4, 5-8 |  |  | 0.55511 | 5
LDNO 0000: LV Site Specific No Residual |  | 0 |  |  | 0.55511 | 5
LDNO 0000: LV Site Specific Band 1 |  | 0 |  |  | 0.55511 | 5
LDNO 0000: LV Site Specific Band 2 |  | 0 |  |  | 0.55511 | 5
LDNO 0000: LV Site Specific Band 3 |  | 0 |  |  | 0.55511 | 5
LDNO 0000: LV Site Specific Band 4 |  | 0 |  |  | 0.55511 | 5
LDNO 0000: LV Sub Site Specific No Residual |  | 0 |  |  | 0.55511 | 5
LDNO 0000: LV Sub Site Specific Band 1 |  | 0 |  |  | 0.55511 | 5
LDNO 0000: LV Sub Site Specific Band 2 |  | 0 |  |  | 0.55511 | 5
LDNO 0000: LV Sub Site Specific Band 3 |  | 0 |  |  | 0.55511 | 5
LDNO 0000: LV Sub Site Specific Band 4 |  | 0 |  |  | 0.55511 | 5
LDNO 0000: HV Site Specific No Residual |  | 0 |  |  | 0.55511 | 5
LDNO 0000: HV Site Specific Band 1 |  | 0 |  |  | 0.55511 | 5
LDNO 0000: HV Site Specific Band 2 |  | 0 |  |  | 0.55511 | 5
LDNO 0000: HV Site Specific Band 3 |  | 0 |  |  | 0.55511 | 5
LDNO 0000: HV Site Specific Band 4 |  | 0 |  |  | 0.55511 | 5
*Supplier of Last Resort pass-through costs which are recovered on a two year lag allocated to all domestic tariffs with a fixed charge (including LDNO) | [5 empty] | 5
**Supplier of Last Resort pass-through costs which are not recovered on a two year lag allocated to all domestic tariffs with a fixed charge (including LDNO) | [5 empty] | 5
***Eligible Bad Debt pass-through costs allocated to all metered demand tariffs (including LDNO) | [5 empty] | 5

## Nodal prices
Back to Overview
SP Manweb - Effective from 1 April 2024 - Final Nodal/Zonal charges
Node/Zone ID | Geographical name | Local charge 1 £/kVA | Remote charge 1 £/kVA
ABER RHYD 132KV | 1 |  | 0
BIRKENHEAD 132KV | 1 |  | 0
CARRINGTON 132KV | 1 |  | 0
CONNAHS QUAY PENTIR 132KV | 1 |  | 0
CREWE 132KV | 1 |  | 0
FRODSHAM 132KV | 1 |  | 0
KIRKBY 132KV | 1 |  | 0
LEGACY 132KV | 1 |  | 0
LISTER DRIVE 132KV | 1 |  | 0
RAINHILL 132KV | 1 |  | 0
TRAWSFYNYDD 132KV | 1 |  | 0
WYLFA 132KV | 1 |  | 0
FRODSHAM ROCKSAVAGE 132KV | 1 |  | 0
CONNAHS QUAY 132KV | 1 |  | 0
CAPENHURST and INCE 132KV | 1 |  | 0
Aberystwyth - Rhydlydan | 2 |  | 0
Bromborough - Rock Ferry | 2 |  | 2.846
Heswall - Hoylake - Prenton | 2 |  | 0
Prenton - Rock Ferry | 2 |  | 13.412
Wallasey - Woodside | 2 |  | 0
Dallam - Sankey Bridges - Warrington | 2 |  | 0.94474
Elworth - Knutsford | 2 |  | 0
Hartford - Lostock - Winsford | 2 |  | 2.5552
Ineos Chlor Ltd (Lostock) | 2 |  | 0
Sankey Bridges - Warrington | 2 |  | 0
Brymbo - Hawarden - Holywell | 2 |  | 0
Deeside Park - Sixth Avenue | 2 |  | 0
Hawarden - Saltney - Castle Cement | 2 |  | 0
Holywell - Rhyl - St Asaph | 2 |  | 0
N WALES | 2 |  | 0
Coppenhall - Crewe | 2 |  | 0
Crewe - Radway Green - Whitchurch | 2 |  | 0.36181
Dutton - Moore - Percival Lane | 2 |  | 0
Aintree - Fazakerley- Gillmoss | 2 |  | 1.927
Aintree - Formby - Litherland | 2 |  | 0.52994
Bootle - Litherland | 2 |  | 0
Formby - Southport | 2 |  | 8.3254
Gillmoss - Kirkby - Simonswood | 2 |  | 0
Brymbo - Legacy Local - Marchwiel - Wrexham | 2 |  | 0
Legacy - Newtown - Oswestry - Welshpool - Whitchurch | 2 |  | 1.8932
Bootle - Lister Dv - Burlington St | 2 |  | 1.6074
Burlington St - Lister Dv - Paradise St | 2 |  | 0
Garston - Speke - Wavertree | 2 |  | 0
Sparling St - Lister Dv - Wavertree | 2 |  | 0.91479
Bold Grid 2A - Prescot - Widnes | 2 |  | 0.55006
Gateacre - Huyton - Kirkby - Prescot | 2 |  | 0.91969
Halewood Grid1B Grid2B GT3 - Speke | 2 |  | 0
Halewood Jaguar Landrover | 2 |  | 0
Ravenhead - St Helens | 2 |  | 0
St Helens - Windle | 2 |  | 0
N WALES | 2 |  | 0
Amlwch - Caergeiliog | 2 |  | 0
Bromborough - Hooton Park - Ellesmere Port | 2 |  | 0
Chester - Crane Bank - Guilden Sutton | 2 |  | 1.3095
Ellesmere Port - Ince | 2 |  | 0
Hooton Park (Vauxhall) | 2 |  | 0
Ince | 2 |  | 0
ABERDYFI T1 | 3 |  | 0
ABERGELE T1 / PENSARN T1 | 3 |  | 0
ABERSOCH T1 | 3 |  | 0
ABERYSTWYTH T1 / NORTH RD T1 / PARC-Y-LLYN T1 / PARC-Y-LLYN T2 / U C WALES T1 | 3 |  | 0
ACER AVE T1 | 3 |  | 1.7589
ACORNFIELD RD T1 / DICKINSONS T1 / HAMMOND RD T1 / KODAK T1 | 3 |  | 0
ACTON T1 | 3 |  | 0
AIGBURTH VALE T1 / IVY AVE T1 / MATHER AVE T1 / MOSSLEY HILL T1 / WAVERTREE T1 | 3 |  | 0
AINSDALE T1 / PINFOLD LA T1 | 3 |  | 0
AINTREE LOCAL T1 / OLD ROAN T1 / WANGO LA T1 | 3 |  | 0
AIRBUS T1 / BROUGHTON RETAIL PARK T1 / MIXALLOY T1 | 3 |  | 0
AIRPORT T1 / ALDERWOOD AVE (CROYDE RD) T1 / HAREFIELD RD T1 / ex METAL BOX (SPEKE) T1 | 3 |  | 0
ALBERT DOCK T1 / KINGS DOCK T1 / KINGS DOCK T2 / WAPPING T1 | 3 |  | 0
ALLERTON T1 / ECP WEST-BANKS RD T1 / GARSTON T1 / WEAVER IND EST T1 / YEW TREE RD T1 | 3 |  | 0
ALMATEX T1 / ST HELENS WWTW T1 / WATERY LA T2 / ex DELTA METALS T1 | 3 |  | 0
ALMONDS TURN T1 / ATLANTIC COMPLEX T1 / GIRO T1 / MIDLAND BANK T1 / NETHERTON T1 | 3 |  | 0
ALPOCO T1 | 3 |  | 0
AMLWCH T1 / AMLWCH T2 | 3 |  | 0
ANDERTON T1 | 3 |  | 0
APPLETON T1 / HORNSBRIDGE T1 / LUGSDALE T2 | 3 |  | 2.077
ARROWE PK HOSP T1 / CHAMPION PLUGS T1 / CHAMPION PLUGS T2 / WOODCHURCH T1 | 3 |  | 0
ARUNDEL T1 / GROVE PK T1 / WAVERTREE VALE T1 | 3 |  | 0
ASH RD T1 / KELLOGGS (WREXHAM) T1 / KELLOGGS (WREXHAM) T2 | 3 |  | 0
ASSOCIATED LEAD T1 / GREAT BOUGHTON T1 / PIPERS ASH T1 | 3 |  | 0
ASTMOOR IND EST T1 / MACKAMAX T1 / MERSEY RD T1 / PICOW FARM RD T1 | 3 |  | 0
ATHOL ST T1 / CHISENHALE ST T1 / SANDHILLS LA T1 | 3 |  | 0
AUDLEM T1 | 3 |  | 0
BALA T1 | 3 |  | 0
BANASTRE RD T1 / DOVER RD T1 / GRANTHAM CL T1 | 3 |  | 0
BANGOR HOSP T1 / BANGOR UNIVERSITY T1 / EITHINOG T1 / HIRAEL T1 | 3 |  | 0
BARBAULD ST T1 / HORROCKS LA T1 / WARRINGTON CENTRAL T1 | 3 |  | 0
BARMOUTH T1 | 3 |  | 0
BARNSTON T1 / GAYTON T1 / IRBY T1 / THINGWALL T1 | 3 |  | 0
BASCHURCH T1 | 3 |  | 0
BASS CHARRINGTON T1 / BASS CHARRINGTON T2 / CLIFTON T1 / YKK T1 | 3 |  | 0
BATTERSBY LA T1 / RYLANDS ELDON ST T2 | 3 |  | 0
BEAUMARIS T1 / BEAUMARIS T2 | 3 |  | 0
BEAUMONT ST T1 / DINGLE VALE T1 / LARK LA T1 / MDHB BRUNSWICK DOCK T1 | 3 |  | 0
BEDBURN DV T1 / BLUEBELL LA T1 / BROOKBRIDGE T1 / ECCLESTON T1 | 3 |  | 0
BEECH ST T1 / LISTER DV B T2 | 3 |  | 0
BEMROSE T1 / CARR LA EAST T1 / LUCAS (FAZAKERLEY) T1 / NORRIS GREEN T1 / WEST DERBY T1 | 3 |  | 0
BENTINCK ST T1 / BENTINCK ST T2 / CHESTER ST T1 | 3 |  | 0
BERSHAM COLLIERY T1 | 3 |  | 0
BERSHAM RD T1 / IND COOPE T1 / RHYD BROUGHTON LA T1 / TUTTLE ST T1 | 3 |  | 0
BETHESDA T1 | 3 |  | 0
BETWS-Y-COED T1 | 3 |  | 0
BEWSEY T1 / OWEN ST T1 / RODNEY ST T1 / RYLANDS ELDON ST T1 | 3 |  | 0
BIBBYS T1 / INLAND REVENUE OFFICES T1 / REGENT RD T1 | 3 |  | 0
BICC HELSBY T1 / BICC HELSBY T2 / EVC T1 / MERES EDGE T1 / MERES EDGE T2 | 3 |  | 0
BICC HUYTON QUARRY T1 / TARBOCK T1 / WHISTON T1 | 3 |  | 0
BICC WREXHAM T1 / MARCHWIEL T1 / WIE CENTRAL T1 | 3 |  | 0
BIRKENHEAD CENTRAL T1 / SINGLETON AVE T1 / TRANMERE T1 | 3 |  | 0
BLACON T1 / COCOA BARRY T1 / CRANE BANK T1 / KNUTSFORD WAY T1 / TOWER WHARF T1 | 3 |  | 0
BLAENAU FFESTINIOG T1 | 3 |  | 0
BLAENAU PLASTICS T1 / BLAENAU PLASTICS T2 | 3 |  | 0
BLUNDELL ST T1 / ROPEWALKS T1 / ST JAMES T1 | 3 |  | 0
BLUNDELLSANDS (NORTH) T1 / BLUNDELLSANDS (SOUTH) T1 / CROSBY T1 / KERSHAW AVE T1 / WATERLOO T2 | 3 |  | 0
BODFARI PRODUCERS T1 | 3 |  | 0
BOLTON ST T1 / GREEK ST T1 / HPO COPPERAS HILL T1 / OLDHAM PLACE T1 | 3 |  | 0
BOOTLE GRID T1 / KELLOGGS T1 / PACIFIC RD T1 / WASHINGTON ST T1 / WATERLOO T1 | 3 |  | 0
BOOTLE GRID T2 / ORRELL MOUNT T1 / SCARISBRICK AVE T1 / TATTON RD T1 | 3 |  | 0
BOTWNNOG T1 | 3 |  | 0
BOULEVARD T1 / CHAPELFORD T1 / HAWLEYS LA T1 / WESTBROOK T1 / WINWICK QUAY T1 | 3 |  | 0
BOW ST T1 | 3 |  | 0
BOWATER CONTAINERS T1 / ELLESMERE PORT LOCAL T1 / HH ROBERTSONS T1 / MOBIL OIL (E PORT) T1 / WHITBY T1 | 3 |  | 0
BR STATION T1 / DUCHY RD T1 / ELECTRA WAY T1 / MIDLAND ROLLMAKERS T1A / NORTH WESTERN MILLS T1 | 3 |  | 0
BRD T1 | 3 |  | 0
BRITISH ALUMINIUM LATCHFORD T1 / GREENHALL WHITLEY T1 / LATCHFORD T1 / LATCHFORD T2 / THAMES BOARD MILL T1 | 3 |  | 0
British Gypsum T1 T2 | 3 |  | 0
BRITISH OXYGEN T1 / WINDLEHURST T1 | 3 |  | 0
BRITISH PIPE ASSOCIATION T1 | 3 |  | 0
BRITISH SIDAC T1 / SHERDLEY RD T1 / ST HELENS LINKWAY T1 / WATERY LA T1 | 3 |  | 0
British Steelworks T1 T2 | 3 |  | 0
BROADGREEN T1 / CROXTETH T1 / EAST PRESCOT RD (FINCH LA) T1 / KNOTTY ASH T1 / LEYFIELD RD T1 | 3 |  | 0
BROMFIELD T1 / BROMFIELD T2 / PONTERWYL T1 / RHYD-Y-GOLEU T1 / SYNTHITE T1 | 3 |  | 0
BROOK LA T1 / MANNINGS LA T1 / NEWTOWN CHESTER T1 / UPTON HEATH T1 | 3 |  | 0
BROOK ST T1 / KINGSWAY TUNNEL T1 / NWWA SANDON DOCK T1 / NWWA SANDON DOCK T2 | 3 |  | 0
BRYN STANLEY T1 / DENBIGH T1 | 3 |  | 0
BUCKINGHAM ST T1 / EVERTON RD T1 / SUBURBAN RD T1 | 3 |  | 0
BUCKLEY T1 / BUCKLEY T2 / BUCKLEY CROSS T1 | 3 |  | 0
BUILDWAS RD T1 / MORGAN REFRACTORIES T1 / NESTON MAIN T1 | 3 |  | 0
BURLINGTON AVE T1 / FRESHFIELD T1 / MARSH BROWS T1 / SOUTHPORT RD T1 | 3 |  | 0
BURMAH OIL T1 / CABOT CARBON T1 / VAN LEER NO 1 T1 | 3 |  | 0
Burtonhead Rd | 3 |  | 0
BUTLINS T1 | 3 |  | 0
BUTTINGTON CROSS T1 | 3 |  | 0
BXL BROMBOROUGH T1 / TULIP T1 | 3 |  | 0
CABLE ST T1 / GRADWELL ST T2 / OLDHAM PLACE T2 | 3 |  | 0
CABLE ST T2 / CROWN COURTS T1 / GRADWELL ST T1 | 3 |  | 0
CADBURYS KRONOSPAN T1 / CADBURYS KRONOSPAN T2 | 3 |  | 0
CADBURYS T1 / CADBURYS T2 / HOPFIELD RD T1 | 3 |  | 0
CAERGEILIOG T1 | 3 |  | 0
CAERGWRLE T1 | 3 |  | 0
CAERNARFON T1 | 3 |  | 0
CAERSWS T1 | 3 |  | 0
CALDY T1 / HOYLAKE T1 / MEOLS T1 / WEST KIRBY SOUTH T1 | 3 |  | 0
CAMMELL LAIRD NORTH T1 / CAMMELL LAIRD SOUTH T1 / CAMMELL LAIRD SOUTH T2 | 3 |  | 0
CARBORUNDUM T1 / HOUGHTONS LA T1 / RAINFORD T1 / WINDLEHURST T2 | 3 |  | 0
CARLTON ST T1 / CARLTON ST T2 / CHALON WAY T2 | 3 |  | 0
CARMEL T1 | 3 |  | 0
CASTLE BEESTON ST T1 / HARTFORD T2 / LEICESTER ST T1 / NORTHWICH TOWN T1 / WINNINGTON T1 | 3 |  | 0
CEFN MAWR T1 | 3 |  | 0
CEMAES BAY T1 | 3 |  | 0
CEMMAES RD T1 | 3 |  | 0
CEREAL PARTNERS T1 / LEVER GEORGIA AVE T1 / POOL LA T1 / UML LEVER BROMBOROUGH T2 | 3 |  | 0
CHALON WAY T1 / TECHNOLOGY CAMPUS T1 / WOODVILLE ST T1 | 3 |  | 0
CHESHIRE GREEN T1 / NWF T1 | 3 |  | 0
CHESTER GATES T1 / UNILEVER DUNKIRK T1 | 3 |  | 0
CHESTER ST (WREXHAM) T1 / EAGLES MEADOW T1 / RHOSNESNI T1 / WHITEGATE T1 | 3 |  | 0
CHILDWALL T1 / CHILDWALL FIVEWAYS T1 / LYNDENE RD T1 / MIDDLEMASS HEY T1 / NAYLORS RD T1 | 3 |  | 0.39
Chiron Shaw Road | 3 |  | 0
CHOWLEY T1 / CHOWLEY T2 | 3 |  | 0
CHURCH LA T1 / NANT HALL T1 / PRESTATYN T1 | 3 |  | 0
CHURCH LAWTON T1 | 3 |  | 0
CHURCH ST WINSFORD T1 / OVER T1 / WHARTON PK T1 / WOODFORD PK T1 | 3 |  | 0
CIVIC CENTRE T1 / CLAUGHTON AVE T1 / CHESTER ST CREWE T1 / CHESTER ST CREWE T2 / ex ELECTRICITY ST T1 | 3 |  | 2.7071
CLEDFORD T1 | 3 |  | 0
CLOCKFACE T1 / GEC ST HELENS T1 / HILLS MOSS T1 / NCB SUTTON MANOR T2 | 3 |  | 0
CLUBMOOR T1 / DUNLOPS WALTON T1 / WALTON T2 | 3 |  | 0
CLUBMOOR T2 / LISTER DV A T1 / SUBURBAN RD T2 | 3 |  | 0
COEDPOETH T1 / COEDPOETH T2 | 3 |  | 0
COLWYN BAY T1 / COLWYN BAY T2 / RHOS-ON-SEA T1 | 3 |  | 0
CONEY GREEN T1 / OSWESTRY T2 / OSWESTRY T1 | 3 |  | 0
CONIX T1 / CONIX T2 / MEDEVA T1 | 3 |  | 0
CONNAHS QUAY LOCAL T1 / CONNAHS QUAY LOCAL T2 / HAWARDEN T1 / KING GEORGE ST T1 | 3 |  | 0
CONWY T1 / DEGANWY T1 / LLANDUDNO JUNCTION T1 | 3 |  | 0
CORWEN T1 | 3 |  | 0
CREWE T1 | 3 |  | 0
CRIGGION RADIO STATION T1 | 3 |  | 0
CROSSFIELDS T1 / CROSSFIELDS T2 / LEVERS CROSSFIELDS T3 / GATEWARTH SEWAGE T1 | 3 |  | 0
CROWTON T1 | 3 |  | 0
CWM DYLI T1 | 3 |  | 0
DAILY POST & ECHO T1 / DAILY POST & ECHO T2 | 3 |  | 0
DARESBURY NPL T1 / DARESBURY PK T1 | 3 |  | 0
DAVY WAY T1 / LLAY T1 | 3 |  | 0
DEESIDE ALUMINIUM T1 / DUNLOP PLASTICS T1 / FIRESTONE T1 / TETRAPAK T1 | 3 |  | 0
DEESIDE IND PK T1 / DEESIDE IND PK 6TH AVE T1 / RAF SEALAND T1 | 3 |  | 0
DELAMORE ST T1 / KIRKDALE T1 / WALTON T1 | 3 |  | 0
DESOTO RD T1 / MERSEY BRIDGE T1 / PITT ST T1 | 3 |  | 0
DIBBINSDALE T1 / PLYMYARD T1 / WIBP HARDKNOTT RD T1 | 3 |  | 1.4442
DINGLE T1 / GRANBY T1 / ST JAMES T2 | 3 |  | 0
DITTON T1 / GAVIN RD T1 / HOUGH GREEN T1 / RTZ T1 | 3 |  | 0
DODDS LA T1 / HOLBORN HILL T1 / MAGHULL T1 / MAGHULL T2 / ROBBINS BRIDGE T1 | 3 |  | 0
DOLGARROG T1 | 3 |  | 0
DOLGARROG T2 | 3 |  | 0
DOLGELLAU T1 | 3 |  | 0
DUCKINGTON T1 / DUCKINGTON T2 | 3 |  | 0
DUDDON T1 | 3 |  | 0
DYFFRYN ARDUDWY T1 | 3 |  | 0
DYSERTH RD T1 / FFORDD LAS T1 / FFORDD LAS T2 / WESTBOURNE AVE T1 | 3 |  | 0
EDEN VALE T1 | 3 |  | 0
EDERN T1 | 3 |  | 0
EDGE HILL T1 / LIVERPOOL UNIVERSITY T1 / LIVERPOOL UNIVERSITY T2 / LIVERPOOL UNIVERSITY T3 | 3 |  | 0
EDGE LA (TAPLEY PLACE) T1 / LISTER DV B T3 / MILL LA (WAVERTREE) T1 / PLESSEY (EDGE LA) T1 / STONEYCROFT T1 | 3 |  | 0
EGA ELECTRIC T1 | 3 |  | 0
EGERTON T1 / ROCK FERRY T1 / SHELL TRANMERE T1 | 3 |  | 0
EGREMONT T1 / LISCARD T1 / POULTON T1 / STONE MANGANESE T1 | 3 |  | 0
ELLESMERE T1 / MMB ELLESMERE T1 | 3 |  | 2.3432
ELTON T1 | 3 |  | 0
ENGINEER PK T1 / PILKINGTONS QUEENSFERRY T1 / QUEENSFERRY T1 | 3 |  | 0
ESTUARY COMMERCE PK T1 / LEEWARD DR T1 / LEEWARD DR T2 / SPEKE HALL RD T1 / SPEKE SKY PK T1 | 3 |  | 0
EVERTON BROW T1 / GARDNERS ROW T1 / SHEIL PK T1 | 3 |  | 0
ex BIXTETH ST T1 / LITTLEWOODS T1 / PALL MALL T1 | 3 |  | 0
EXPRESS FOODS T1 | 3 |  | 0
FAIRBOURNE T1 | 3 |  | 0
FAZAKERLEY HOSPITAL T1 / JACOBS T1 / JACOBS T2 / SEEDS LA T1 | 3 |  | 0
FERODO T1 | 3 |  | 0
Fibreglass | 3 |  | 0
FISONS T1 | 3 |  | 0
FLINT T1 / FLINT T2 | 3 |  | 0
FODENS T1 | 3 |  | 0
FORD T1 / OXTON T1 / PRENTON LOCAL T1 / SINGLETON AVE T2 | 3 |  | 0
FORDEN T1 | 3 |  | 0
FOUR CROSSES T1 | 3 |  | 0
FRODSHAM LOCAL T1 | 3 |  | 0
GADBROOK T1 | 3 |  | 0
GAERWEN VIEW T1 | 3 |  | 0
GIGG LA THELWALL T1 / HILLCLIFFE T1 / STOCKTON HEATH T1 / STRETTON IND EST T1 | 3 |  | 0
GILBROOK DOCK T1 / HILL RD T1 / MOBIL OIL (WALLASEY) T1 | 3 |  | 0
GLAN-YR-AFON T1 | 3 |  | 0
GRAIG FAWR T1 | 3 |  | 0
GRAVEL T1 / WCB PLASTICS T1 / WHARTON T1 | 3 |  | 0
GREASBY T1 / SAUGHALL MASSIE T1 / UPTON T1 | 3 |  | 0
GREAT SANKEY T1 / PENKETH T1 / WIDNES RD T1 | 3 |  | 0
GREAT SUTTON T1 / LITTLE SUTTON T1 / STRAWBERRY ROUNDABOUT T1 / SUTTON HALL WWB T1 / WHITBY T2 | 3 |  | 0
GREENFIELD T1 / GREENFIELD T2 | 3 |  | 0
GROSVENOR ST T1 / LINENHALL ST T1 / NORTHGATE TERRACE T1 / STATION VIEW T1 / TOMULAR PLACE T1 | 3 |  | 0
GWERSYLLT T1 | 3 |  | 0
HALTON RD T1 / MURDISHAW T1 / PERCIVAL LA T4 / RUNCORN CENTRAL T1 | 3 |  | 0
HARLECH T1 | 3 |  | 0
HARRINGTON ST T1 / PARADISE ST T1 | 3 |  | 0
HARRINGTON ST T2 / HIGHFIELD ST T1 | 3 |  | 0
HARRINGTON ST T3 / LIME ST T1 | 3 |  | 0
HARTFORD T1 | 3 |  | 1.6058
HASKAYNE T1 | 3 |  | 0
HATHERTON T1 | 3 |  | 0
HERONS WAY T1 / LACHE T1 / MBNA T1 / SMFS KINGSMEADOW T1 | 3 |  | 0
HIGHFIELD ST T2 / LIME ST T2 / OLD HAYMARKET T1 | 3 |  | 0
HOLMES CHAPEL T1 | 3 |  | 1.756
HOLT LA (WARRINGTON RD) T1 / PRESCOT T1 / RAINHILL LOCAL T1 / WHISTON HOSP T1 | 3 |  | 0
HOLWAY RD T1 | 3 |  | 0
HOLYHEAD T1 | 3 |  | 0
HOLYWELL T1 | 3 |  | 0
HOOTON MAIN T1 | 3 |  | 0
HUNTS CROSS T1 / KENTON RD T1 / WOODEND AVE T1 / WOOLTON T1 | 3 |  | 0
HUYTON HEY RD T1 / WILSON RD T1 | 3 |  | 0
IFTON T1 / IFTON T2 | 3 |  | 0
ILFORDS T1 / KNUTSFORD T1 / MOBBERLEY T1 / RADBROKE HALL T1 | 3 |  | 0
IVY ST (SOUTHPORT) T1 / KENSINGTON RD T1 / MARKET ST T1 / SOUTHPORT T1 | 3 |  | 0
IVY ST T1 / LLYSFAEN RD T1 / OLD MILL T1 | 3 |  | 0
JOHNSTOWN T1 | 3 |  | 0
KELCO T1 / NEWS INTERNATIONAL T1 / NEWS INTERNATIONAL T2 / PALCO T1 / SOUTHDENE T1 | 3 |  | 0
KINGSLAND 33 T1 / SAFEWAY T1 / WOOLSTON T1 / WOOLSTON T2 | 3 |  | 0
KINNERTON T1 | 3 |  | 0
KIRKBY CENTRAL T1 / NORTHWOOD T1 / TOWER HILL (BANK LA) T1 / WESTVALE T1 | 3 |  | 0
KNOWSLEY T1 / MARLED HEY T1 | 3 |  | 0
KNUTSFORD T2 | 3 |  | 0
LCWW HUNTINGTON T1 / LCWW HUNTINGTON T2 | 3 |  | 0
LEA GREEN T1 / PILKINGTONS HO T1 / RAVENHEAD RETAIL PK T1 / SOMERFIELD DISTRIBUTION T1 | 3 |  | 0
LEGACY LOCAL T1 | 3 |  | 0
LEIGHTON HOSP T1 | 3 |  | 0
LEVER SUNLIGHT T1 / LEVER SUNLIGHT T2 | 3 |  | 0
LIVERPOOL RD 33 T1 | 3 |  | 0
LLAINGOCH T1 | 3 |  | 0
LLANARMON T1 | 3 |  | 0
LLANBEDROG T1 | 3 |  | 0
LLANBERIS T1 | 3 |  | 0
LLANDDEUSANT T1 | 3 |  | 0
LLANDDU QUARRY T1 | 3 |  | 0
LLANDEGFAN T1 | 3 |  | 0
LLANDRINIO T1 | 3 |  | 2.8244
LLANDUDNO T1 / LLANDUDNO T2 | 3 |  | 0
LLANDYFRYDOG T1 | 3 |  | 0
LLANDYRNOG T1 | 3 |  | 0
LLANFAELOG T1 | 3 |  | 0
LLANFAIR CAEREINION T1 | 3 |  | 0
LLANFAIR PG T1 | 3 |  | 0
LLANFAIRFECHAN T1 | 3 |  | 0
LLANFROTHEN T1 | 3 |  | 0
LLANFWROG T1 / RUTHIN T1 | 3 |  | 2.3168
LLANFYLLIN T1 / LLANFYLLIN T2 | 3 |  | 5.3918
LLANGAFFO T1 | 3 |  | 0
LLANGEFNI IND EST T1 / LLANGEFNI IND EST T2 | 3 |  | 0
LLANGEFNI T1 | 3 |  | 0
LLANGOLLEN T1 / LLANGOLLEN T2 | 3 |  | 0
LLANIDLOES T1 / LLANIDLOES T2 | 3 |  | 0
LLANILAR T1 | 3 |  | 0
LLANRWST T1 | 3 |  | 0
LLANSANNAN T1 | 3 |  | 0
LLANSILIN T1 | 3 |  | 0
LLYNCLYS T1 | 3 |  | 3.4973
LORD ST T1 / MARSHSIDE T1 / MULLARDS BALMORAL DV T1 / SOUTHPORT T2 | 3 |  | 0
LOSTOCK T1 | 3 |  | 0
LOSTOCK TRIANGLE T1 | 3 |  | 0
LOWER BEBINGTON T1 / NEW FERRY T1 / SPITAL T1 / UNILEVER RESEARCH T1 | 3 |  | 0
LUGSDALE T1 / PILK SULLIVAN T1 / PILK SULLIVAN T2 / USAC T1 | 3 |  | 0
LYMM T1 / WHITELEGGS LA T1 | 3 |  | 2.3405
M.D.H.B. Freeport | 3 |  | 0
MACHYNLLETH T1 | 3 |  | 0
MACHYNLLETH T2 | 3 |  | 0
MAELOR CREAMERY T1 | 3 |  | 0
MAENTWROG T1 | 3 |  | 0
MAES-Y-CLAWDD T1 | 3 |  | 0
Mannis A B | 3 |  | 0
MANOD T1 | 3 |  | 0
MANOR PK T1 / NORTON CHAINS T1 | 3 |  | 2.9818
MAW Green | 3 |  | 0
MDHB EGERTON DOCK T1 / MDHB EGERTON DOCK T2 | 3 |  | 0
MERE T1 | 3 |  | 0
MIDPOINT POCHIN WAY T1 | 3 |  | 0
MILFORD T1 | 3 |  | 0
MINFFORDD T1 / PARC BRYN CEGIN T1 / PARC BRYN CEGIN T2 | 3 |  | 0
MOCHDRE T1 | 3 |  | 0
MONA T1 | 3 |  | 0
MONSANTO T1 | 3 |  | 0
MORDA T1 | 3 |  | 0
MORGANITE CERAMICS T1 / PLYMYARD T2 | 3 |  | 0
MORRISONS T1 | 3 |  | 0
NANTWICH T1 | 3 |  | 0
NANT-Y-GAMAR T1 | 3 |  | 0
NEVILL ST T1 / OCEAN PLAZA T1 / YORK RD T1 | 3 |  | 0
NEW BRIGHTON T1 / SEAVIEW RD T2 / WALLASEY T1 / WALLASEY VILLAGE T1 | 3 |  | 0
NEWHALL T1 / NEWHALL T2 | 3 |  | 4.2946
NORTH WALES PAPER T1 / NORTH WALES PAPER T2 / WOODFIELD AVE T1 | 3 |  | 2.8007
Norton Scrap T1 T2 | 3 |  | 0
NWW Woodside T1 T2 | 3 |  | 0
NWWA Bromborough T1 T2 | 3 |  | 0
OMEGA T1 / OMEGA T2 / ORION BOULEVARD T1 / NORTH WEST WATER CAMPUS T1 / NORTH WEST WATER CAMPUS T2 | 3 |  | 0
OPTICAL FIBRES T1 / SHOTWICK T1 / WALBRO T1 | 3 |  | 0
ORB CL T1 / STONEBRIDGE LA T1 / STONEBRIDGE LA T2 | 3 |  | 2.6851
ORFORD T1 / PADGATE T1 | 3 |  | 2.836
OTIS ELEVATOR T1 / ST IVEL FOODS T1 | 3 |  | 0
OVERTON T1 | 3 |  | 0
PADDINGTON PLACE T1 / PADDINGTON PLACE T2 | 3 |  | 0
PANDY T1 / PANDY T2 | 3 |  | 2.6603
PARC CYBI T1 / PARC CYBI T2 | 3 |  | 0
PARC MENAI T1 | 3 |  | 0
PEBLIC MILLS T1 | 3 |  | 0
PENMAENMAWR T1 | 3 |  | 0
PENTRAETH T1 | 3 |  | 0
PEN-Y-GROES T1 | 3 |  | 0
PETER SPENCE T1 / PETER SPENCE T2 | 3 |  | 0
Pilkingtons Greengate Works | 3 |  | 0
Pilkingtons Platea T1 & T2 | 3 |  | 0
PILKINGTONS T1 / PILKINGTONS T2 | 3 |  | 0
POINT OF AYR COLLIERY T1 | 3 |  | 0
PORTHMADOG T1 / PORTHMADOG T2 | 3 |  | 0
PREES T1 | 3 |  | 4.6233
PRIMROSE HALL T1 | 3 |  | 0
PWLLHELI T1 | 3 |  | 0
RADWAY GREEN T1 | 3 |  | 0
RAF VALLEY T1 | 3 |  | 0
RAVEN SQUARE T1 | 3 |  | 1.606
REFORM ST T1 | 3 |  | 0
RHM FOODS LTD T1 | 3 |  | 0
RHOSLAN T1 | 3 |  | 0
RHUDDLAN T1 | 3 |  | 0
RHYDLYDAN T2 | 3 |  | 0
RHYD-Y-FOEL T1 | 3 |  | 0
RINGWAY T1 | 3 |  | 0
RIVALS T1 | 3 |  | 0
ROLLS ROYCE T1 / ROLLS ROYCE T2 / ROLLS ROYCE T3 | 3 |  | 0
ROSSETT T1 | 3 |  | 0
ROYAL INSURANCE (NEW QUAY) T1 / ROYAL INSURANCE (NEW QUAY) T2 | 3 |  | 0
ROYAL LIVERPOOL HOSP T1 / ROYAL LIVERPOOL HOSP T2 | 3 |  | 0
RUABON T1 | 3 |  | 0
SALTNEY T1 | 3 |  | 0
SANDBACH T1 | 3 |  | 1.9534
SHAWBURY T1 | 3 |  | 0
SMALLWOOD T1 | 3 |  | 0
SNOWHILL T1 | 3 |  | 1.7765
Solvay Interox T1 T2 T3 | 3 |  | 0
ST ASAPH BUSINESS PK T1 | 3 |  | 0
ST HELENS RD T1 | 3 |  | 0
STAPELEY T1 | 3 |  | 0
TACO PLASTICS T1 / TACO PLASTICS T2 / UNITED PERIPHERALS T1 | 3 |  | 0
TARPORLEY T1 | 3 |  | 0
TARVIN T1 | 3 |  | 1.6144
TRYWERYN T1 | 3 |  | 0
TWYFORDS T1 | 3 |  | 0
TYWYN T1 | 3 |  | 0
VAUXHALL NORTH RD T1 | 3 |  | 0
WAENFAWR T1 | 3 |  | 2.9765
WELSHPOOL T1 | 3 |  | 0
WEM EAST T1 | 3 |  | 0
WEM T1 | 3 |  | 0
WERVIN T1 | 3 |  | 0
WEST FELTON T1 | 3 |  | 0
WESTON T1 | 3 |  | 1.8663
WHEELOCK T1 | 3 |  | 0
WHITCHURCH T1 | 3 |  | 0
WIDNES / BOLD / PRESCOT | 3 |  | 2.4722
WIMPEYS PANT QUARRY T1 / WIMPEYS PANT QUARRY T2 | 3 |  | 0
WINCHAM T1 | 3 |  | 0
WISTASTON HALL T1 | 3 |  | 1.5163
WRENBURY FRITH T1 | 3 |  | 0
YSBYTY GLAN CLWYD T1 | 3 |  | 0

## SSC unit rate lookup
Back to Overview
Standard Settlement Configuration Id | Standard Settlement Configuration Desc | Common Decode | Change implemented | Date | Comments
3 | 10-hour OP | A/R | Notes updated | 2019-06-10 | Updated to reflect DCP 268 which delinks all tariffs from the TPR bands
4 | 10-hour OP | A/R | Code 1 & 2 changed to A | 2019-06-10 | Updated to reflect DCP 268 which delinks all tariffs from the TPR bands
5 | 10-hour OP + w/e | A/R | Code O changed to A/R | 2019-06-10 | Updated to reflect DCP 268 which delinks all tariffs from the TPR bands
6 | 10.5-hour OP | A/R | Removed TPR | 2019-06-10 | Removed TPR lookup element as this no longer effects which rate to apply
7 | 10.5-hour OP | A/R
8 | 10.5-hour OP | A/R
9 | 10.5-hour OP | A/R
10 | 10.5-hour OP | A/R
11 | 10.5-hour OP | A/R
12 | 10.5-hour OP | A/R
13 | 11 Hour OP | A/R
15 | 11 Hour OP | A/R
16 | 11.5-hour OP | A/R
17 | 11.5-hour OP | A/R
18 | 11.5-hour OP | A/R
19 | 11.5-hour OP | A/R
20 | 11.5-hour OP | A/R
21 | 11.5-hour OP | A/R
22 | 11.5-hour OP | A/R
23 | 11-hour OP | A/R
24 | 11-hour OP | A/R
25 | 11-hour OP | A/R
26 | 11-hour OP | A/R
28 | 11-hour OP | A/R
29 | 11-hour OP | A/R
30 | 11-hour OP | A/R
31 | 11-hour OP | A/R
32 | 11-hour OP | A/R
33 | 11-hour OP | A/R
34 | 11-hour OP | A/R
35 | 11-hour OP | A/R
36 | 11-hour OP | A/R
37 | 11-hour OP | A/R
38 | 11-hour OP | A/R
39 | 11-hour OP | A/R
40 | 11.5-hour OP | A/R
41 | 8.5-hour OP | A/R
42 | 9-hour OP | A/R
43 | 9-hour OP | A/R
44 | 8.5-hour OP | A/R
45 | 11-hour OP + Summer | A/R
46 | 11-hour OP + w/e | A/R
47 | 11-hour OP + w/e & Summer | A/R
48 | 11-hour OP + weekends | A/R
49 | 11.5-hour OP | A/R
50 | 12-hour OP + w/e & Summer | A/R
51 | 12-hour night | A
52 | 12-hour OP | A/R
53 | 12-hour OP | A/R
55 | 12-hour OP | A/R
56 | 12-hour OP | A/R
57 | 12-hour OP | A/R
58 | Key Meter pseudo 2-rate | A
59 | 12-hour OP | A/R
60 | 12-hour OP | A/R
62 | 8-hour OP (see also SSC 427) | A
63 | 9-hour OP | A/R
64 | 12-hour OP | A/R
65 | 12-hour OP + Summer | A/R
66 | 12-hour OP + Summer | A/R
67 | 12.5-hour OP | A/R
71 | 12.5-hour OP | A/R
72 | 12.5-hour OP | A/R
73 | 12.5-hour OP | A/R
74 | 12.5-hour OP + Summer | A/R
75 | 12.5-hour OP + w/e | A/R
76 | 12.5-hour OP + w/e | A/R
77 | 12.5-hour OP + w/e | A/R
78 | 12.5-hour OP + w/e & Summer | A/R
79 | 14-hour E7 | A
80 | 14-hour Off Peak | A/R
81 | 14-hour OP + Sun | A/R
82 | 14.5-hour OP | A/R
83 | 14.5-hour OP | A/R
84 | 14.5-hour OP | A/R
85 | 14.5-hour OP | A/R
86 | 14.5-hour OP | A/R
87 | 14.5-hour OP | A/R
88 | 14.5-hour OP | A/R
91 | 14.5-hour OP + Summer | A/R
92 | 14.5-hour OP + Summer | A/R
93 | split 7-hour E7 | A
94 | 14.5-hour OP + Summer | A/R
95 | 14.5-hour OP + Summer | A/R
96 | 14.5-hour OP + Summer | A/R
97 | 14.5-hour OP + w/e | A/R
98 | 14.5-hour OP + w/e & Summer | A/R
99 | 15-hour OP | A/R
100 | 15-hour OP | A/R
101 | 15-hour OP + w/e & Summer | A/R
102 | 15-hour OP + w/e & Summer | A/R
103 | 15-hour OP + w/e & Summer | A/R
104 | 15.5-hour OP | A/R
105 | 15.5-hour OP | A/R
106 | 15.5-hour OP | A/R
107 | 15.5-hour OP | A/R
108 | 15.5-hour OP | A/R
109 | 15.5-hour OP | A/R
110 | 15.5-hour OP | A/R
111 | 15.5-hour OP + Summer | A/R
112 | 15.5-hour OP + w/e | A/R
113 | 15.5-hour OP + w/e | A/R
115 | 15.5-hour OP + w/e | A/R
116 | 15.5-hour OP + w/e | A/R
117 | 15.5-hour OP + w/e | A/R
118 | 15.5-hour OP + w/e & Summer | A/R
119 | 15.5-hour OP + w/e & Summer | A/R
120 | 9-hour OP | A/R
121 | 2-rate terms | A
122 | 2-rate SToD | A
123 | 2-rate variable SToD | A
124 | 2-rate variable SToD | A
125 | 2-rate variable SToD | A
126 | 7-hour E7 | A
127 | 3-rate SToD | A
128 | Dom/Non-dom Seasonal (link SSC 0342) | A
129 | 3-rate SToD | A
130 | 3-rate variable | A
131 | 3-rate variable | A
132 | 4-rate SToD | A
133 | 4-rate SToD | A
134 | 4-rate SToD | A
135 | 4-rate SToD | A
136 | 4-rate SToD | A
137 | 4-rate SToD | A
138 | 4-rate SToD | A
140 | split 7-hour E7 | A
141 | 5-rate SToD | A
142 | 5-rate SToD | A
143 | 15-hour OP | A/R
144 | 6-rate SToD | A
145 | 6-rate SToD | A
146 | 6-rate SToD | A
147 | 6-rate SToD | A
148 | 7-hour OP (see also SSC 0185) | A
149 | Smart 7, heating | A
150 | 7-hour E7 | A
151 | 7-hour E7 | A
152 | 7-hour E7 | A
153 | 7-hour E7 | A
154 | 7-hour E7 | A
155 | split 7-hour E7 | A/R
156 | 7-hour E7 | A
157 | 7-hour E7 | A
158 | 7-hour E7 | A
159 | 12-hour OP | A/R
160 | 7-hour E7 | A
161 | 7-hour E7 | A
162 | 7-hour E7 | A
163 | 7-hour E7 | A
164 | 7-hour E7 | A
165 | 7-hour E7 | A
166 | 7-hour E7 | A
167 | 7-hour E7 | A
168 | 7-hour E7 | A
169 | 7-hour E7 | A
170 | 7-hour E7 | A
171 | 7-hour E7 | A
172 | 7-hour E7 | A
173 | 7-hour E7 | A
174 | 7-hour E7 | A
175 | 7-hour E7 | A
176 | 7-hour E7 | A
177 | 7-hour E7 | A
178 | 7-hour E7 (Cornwall & def reinforcement) | A
179 | 7-hour E7 | A
180 | 7-hour E7 | A
181 | 7-hour E7 | A
182 | 7-hour E7 | A
183 | 7-hour E7 | A
184 | 7-hour E7 | A
185 | 7-hour E7 | A
186 | 7-hour E7 | A
187 | 7-hour E7 | A
188 | 7-hour E7 | A
189 | 7-hour E7 | A/R
190 | 7-hour E7 | A/R
191 | 7-hour E7 | A/R
192 | 7-hour E7 | A/R
193 | 7-hour E7 | A/R
194 | 7-hour E7 | A/R
195 | 7-hour E7 | A/R
196 | 7-hour E7 | A/R
197 | 7-hour E7 | A/R
198 | 7-hour E7 | A/R
199 | 7-hour E7 | A/R
201 | 7-hour E7 | A/R
202 | 7-hour E7 | A/R
203 | 7-hour E7 | A/R
204 | 7-hour E7 | A/R
205 | 7-hour E7 | A/R
206 | 7-hour E7 | A/R
207 | 7-hour E7 | A/R
208 | 7-hour E7 | A/R
209 | 7-hour E7 | A
210 | 7-hour E7 | A
211 | 7-hour E7 | A
212 | 7-hour E7 | A
213 | 7-hour E7 | A
214 | 7-hour E7 | A
215 | 7-hour E7 | A
216 | 7-hour E7 | A
217 | 7-hour E7 | A
218 | 7-hour E7 | A
219 | 7-hour E7 | A
220 | 7-hour E7 | A
221 | 7-hour E7 | A
222 | 7-hour E7 | A
223 | 7-hour E7 | A
224 | 7-hour E7 | A
225 | 7-hour E7 | A
226 | 7-hour E7 | A
227 | 7-hour E7 | A
228 | Supertariff heating | A/R
229 | Supertariff heating | A/R
230 | 7-hour E7 | A/R
231 | split 7-hour E7 | A
233 | split 7-hour E7 | A
234 | split 7-hour E7 | A
235 | split 7-hour E7 | A
236 | split 7-hour E7 | A
237 | split 7-hour E7 | A
238 | 7-hour E7 | A
241 | 7-hour E7 (differential switching) | A
242 | 7-hour night | A
243 | Key Meter pseudo 2-rate | A
244 | 7-hour E7 | A
245 | 7-hour night | A
246 | Economy 7 Day & Night | A
247 | 7-hour night | A
248 | 7-hour E7 | A
249 | 7-hour night | A
250 | 7-hour OP | A/R
251 | 7-hour OP | A/R
252 | 7-hour OP | A/R
253 | 7-hour OP | A/R
254 | 7-hour variable E7 (Menter B) | A
255 | 7-hour variable E7 (Menter A) | A
257 | 8-hour E7 | A
258 | 8-hour night | A
259 | 10-hour night | A
260 | 8-hour night | A/R
261 | 8-hour night | A
262 | 8-hour night | A
263 | 8-hour night | A
264 | 8-hour night | A
265 | 8-hour OP | A/R
266 | 8-hour OP | A/R
267 | 8-hour OP | A/R
268 | 8-hour OP | A/R
269 | 8-hour OP | A/R
270 | 8-hour OP | A/R
271 | 8-hour OP | A/R
272 | 8-hour OP | A/R
273 | 8-hour OP | A/R
274 | 8-hour OP | A/R
276 | 8-hour OP | A/R
277 | 8-hour OP + Summer | A/R
278 | 8-hour OP + w/e | A/R
279 | 8-hour OP + w/e & Summer | A/R
280 | 8-hour OP + weekends | A/R
281 | 9-hour night | A
283 | 9-hour night (differential switching) | A
284 | 9-hour OP | A/R
285 | 9-hour OP | A/R
286 | 9-hour OP + w/e | A/R
287 | Boiler | A/R
288 | Budget Warmth | A/R
289 | Budget Warmth | A/R
290 | Budget Warmth | A/R
291 | Budget Warmth | A/R
292 | Budget Warmth | A/R
297 | Budget Warmth | A/R
298 | Budget Warmth | A/R
299 | Budget Warmth | A/R
300 | Flexiheat Day/Evening/Weekend | A
301 | Flexiheat (weather) Day/Evening/Weekend | A
302 | Superdeal Day/Night | A
303 | Budget Warmth | A/R
304 | Budget Warmth | A/R
305 | Domestic heating tariff | A
306 | Domestic heating tariff | A
307 | Domestic heating tariff | A
308 | Domestic heating tariff | A
309 | Superdeal (weather) Day/Night | A
310 | E10 type 1 (general purpose) | A
312 | 7-hour OP (see also SSC 186) | A
313 | Domestic E9 A | A/R
314 | 13-hour OP | A/R
315 | Evening/night | A/R
316 | Evening/Weekend | A
317 | Evening/Weekend | A
318 | Evening/Weekend | A
319 | 12-hour Evening/Weekend | A
320 | Evening/Weekend | A
321 | Evening/Weekend | A
322 | Evening/Weekend | A
323 | Evening/Weekend | A
324 | Domestic E9 B | A
325 | Evening/Weekend E7 | A
326 | Evening/Weekend E7 | A
327 | Evening/Weekend E7 | A
328 | Evening/Weekend E7 | A
329 | Evening/Weekend E7 | A
330 | Evening/Weekend E7 | A
331 | Evening/Weekend E7 | A
332 | Evening/Weekend E7 | A/R
334 | 3-rate heating, (link SSC 0343) | A
335 | Grain Drying | A
336 | Grain drying | A/R
337 | Grain drying | A/R
338 | Heating | A
339 | Local Authority Heating | A/R
340 | Local Authority Heating | A/R
341 | Local Authority Heating | A/R
342 | Dom & Non-dom Seasonal (link SSC 0128) | A
343 | 3-rate heating, water heating | A
344 | 7-hour E7, Day + Night (link SSC 0345) | A
344 | 7-hour E7, Day + Night (link SSC 0345) | A/R
345 | 7-hour E7, Day + Night (link SSC 0344) | A
346 | Non-Standard OP (8+3 hour) | A/R
347 | Non-Standard OP | A/R
348 | Non-Standard OP | A/R
349 | 7-hour E7 | A
350 | Warmwise heating | A/R
351 | Flexiheat heating | A
352 | Flexiheat (weather) heating | A
353 | Superdeal heating | A
354 | 12-hour OP | A/R
355 | Smart 7, Day/Night | A
357 | split 10-hour Heatwise | A/R
358 | split 10-hour Heatwise | A/R
359 | split 10-hour Heatwise | A/R
360 | split 10-hour Heatwise | A/R
361 | split 10-hour Heatwise | A/R
362 | split 10-hour Heatwise | A/R
363 | split 10-hour Heatwise | A/R
364 | split 10-hour Heatwise | A/R
365 | split 10-hour Heatwise | A/R
366 | split 10-hour Heatwise | A/R
367 | split 10-hour Heatwise | A/R
368 | split 10-hour Heatwise | A/R
369 | split 10-hour Heatwise | A/R
370 | split 10-hour Heatwise | A/R
371 | split 10-hour Heatwise | A/R
372 | Evening/Weekend | A
373 | split 7-hour E7 | A
374 | split 7-hour E7 | A
375 | split 7-hour E7 | A
376 | split 7-hour E7 | A
377 | split 7-hour E7 | A
378 | split 7-hour E7 | A
380 | split 7-hour E7 | A
381 | split 7-hour E7 | A
382 | split 7-hour E7 | A
384 | 7-hour E7 | A
385 | split 7-hour E7 | A/R
386 | 9-hour OP | A/R
387 | 15.5-hour OP | A/R
388 | split 7-hour E7 | A/R
389 | 12.5-hour OP | A/R
390 | split 7-hour E7 | A
391 | Summer & Winter w/e | A/R
392 | Summer Unrestricted | A
393 | Unrestricted | A
394 | 10-hour night | A
395 | Warmwise Day/Night | A
396 | 2-rate SToD | A
397 | 9-hour heating | A
398 | 12-hour OP + w/e | A
399 | 15-hour OP + w/e | A/R
400 | 8-hour night | A
401 | E10 type 1(heating circuit) | A/R
403 | 12-hour night | A
404 | Redring Boiler (general purpose) | A
405 | Redring Boiler (heating circuit) | A/R
406 | Cyclocontrol 3 | A/R
407 | Cyclocontrol 4 | A/R
408 | Cyclocontrol 5 | A/R
409 | Cyclocontrol 6 | A/R
410 | Cyclocontrol 7 | A/R
411 | Cyclocontrol 8 | A/R
412 | Cyclocontrol 9 | A/R
413 | Cyclocontrol 10 | A/R
414 | Cyclocontrol 11 | A/R
415 | Cyclocontrol 12 | A/R
416 | Cyclocontrol 13 | A/R
417 | Cyclocontrol 14 | A/R
418 | Cyclocontrol 15 | A/R
419 | Cyclocontrol 16 | A/R
420 | Cyclocontrol 17 | A/R
421 | Cyclocontrol 18 | A/R
422 | Cyclocontrol 19 | A/R
423 | Cyclocontrol 20 | A/R
424 | Cyclocontrol 21 | A/R
425 | Superdeal (weather) heating | A
426 | 7-hour E7 | A
427 | Day/Night (White meter) | A
428 | Unmetered Type A ("flat" profile) | U
429 | Unmetered B ("dusk-to-dawn") | U
430 | Unmetered C ("half-night & pre-dawn") | U
431 | Unmetered D ("dawn-to-dusk") | U
432 | 7-hour E7 | A
434 | 12 Hour OP | A/R
435 | Domestic 3-rate heating | A
436 | 3-Rate Seasonal | A
437 | Lifestyle Tariff | A
439 | Split 7-hour E7 | A
440 | 3-rate ToW | A
441 | 4-rate SToD | A
442 | 7-hour E7 | A/R
443 | Evening/Weekend | A
444 | Evening/Weekend E7 | A
444 | Evening/Weekend E7 | A/R
445 | 7-hour variable E7 | A
446 | 7-hour variable E7 | A
447 | 7-hour OP | A
448 | 7-hour OP | A
449 | 7-hour OP | A
450 | 7-hour OP | A
451 | 7-hour OP | A
452 | 7-hour OP | A
453 | 7-hour OP | A
454 | 7-hour OP | A
455 | 7-hour OP | A
456 | 7-hour OP | A
459 | 7-hour OP | A
460 | 12 Hours OP | A/R
461 | 12 Hours OP | A/R
462 | 8 Hours OP | A/R
463 | 10.5 Hours OP | A/R
464 | Weekender Tariff (V1) | A
465 | Weekender Tariff (V2) | A
466 | Maximum Demand Register | A
467 | Maximum Demand Register | A
468 | Maximum Demand Register | A
469 | Maximum Demand Register | A
470 | Maximum Demand Register | A
473 | Economy 7 - all purpose tariff G63 | A
474 | split 7hr o/p | A/R
475 | Split 7hr E7 | A
476 | 14.5 hr o/p | A/R
477 | 14.5 hr o/p | A/R
478 | Evening/Weekend E7 | A
479 | Split 7-hour E7 | A
480 | Split 7-hour E7 | A
481 | Split 7-hour E7 | A
482 | Micro-PV Export Import Profile Class 1 | G
483 | Micro-PV Export Import Profile Class 2 | G
484 | Micro-PV Export Import Profile Class 3 | G
485 | Micro-PV Export Import Profile Class 4 | G
486 | Micro-PV Export Import Profile Class 5 | G
487 | Micro-PV Export Import Profile Class 6 | G
488 | Micro-PV Export Import Profile Class 7 | G
489 | Micro-PV Export Import Profile Class 8 | G
490 | Micro-CHP Export Import Profile Class 1 | G
491 | Micro-CHP Export Import Profile Class 2 | G
492 | Micro-CHP Export Import Profile Class 3 | G
493 | Micro-CHP Export Import Profile Class 4 | G
494 | Micro-CHP Export Import Profile Class 5 | G
495 | Micro-CHP Export Import Profile Class 6 | G
496 | Micro-CHP Export Import Profile Class 7 | G
497 | Micro-CHP Export Import Profile Class 8 | G
498 | Other Sml Export SSC any import Profile | G
701 | 8.5-hour OP + w/e | A/R
702 | 8.5-hour OP + w/e | A/R
703 | 12-hour OP + w/e | A/R
704 | 12-hour OP + w/e | A/R
705 | 12-hour OP + w/e | A/R
706 | 12-hour OP + w/e | A/R
707 | 12-hour OP + w/e | A/R
708 | 12-hour OP + w/e | A/R
709 | 12-hour OP + w/e | A/R
710 | 12-hour OP + w/e | A/R
711 | 12-hour OP + w/e | A/R
712 | 16-hour OP + w/e | A/R
713 | 16-hour OP + w/e | A/R
714 | 16-hour OP + w/e | A/R
715 | 16-hour OP + w/e | A/R
716 | 20-hour OP + w/e | A/R
717 | 20-hour OP + w/e | A/R
718 | 20-hour OP + w/e + summer | A/R
719 | 20-hour OP + w/e + summer | A/R
720 | 3-rate SToD | A
721 | 8.5 hour WM | A
722 | 8.5 hour WM | A
723 | 8.5 hour WM | A
724 | 8.5 hour WM | A
725 | 8.5 hour WM | A
726 | 8.5 hour WM | A
727 | 8.5 hour WM | A
728 | 8.5 hour WM Heating | A
729 | 8.5 hour WM | A
730 | 8.5 hour WM Heating | A
731 | 8.5 hour WM | A
732 | 8.5 hour WM Heating | A
733 | 8.5 hour WM | A
734 | 8.5 hour WM Heating | A
735 | 8.5 hour WM | A
736 | 8.5 hour WM Heating | A
737 | 8.5 hour WM | A
738 | 8.5 hour WM Heating | A
739 | 8.5 hour WM | A
740 | 8.5 hour WM Heating | A
741 | 8.5 hour WM | A
742 | 8.5 hour WM Heating | A
743 | 8.5 hour WM | A
744 | 8.5 hour WM Heating | A
745 | 8.5 hour WM | A
746 | 8.5 hour WM Heating | A
747 | 8.5 hour WM | A
748 | 8.5 hour WM | A
749 | 8.5 hour WM Heating | A
752 | 8.5 hour WM | A
753 | Weathercall heating | A
754 | 8.5 hour WM | A
755 | Weathercall heating | A
756 | 8.5 hour WM | A
757 | Weathercall heating | A
758 | 8.5 hour WM | A
759 | Weathercall heating | A
760 | 8.5 hour WM | A
761 | Weathercall heating | A
762 | 8.5 hour WM | A
763 | Weathercall heating | A
764 | 8.5 hour WM | A
765 | Weathercall heating | A
766 | 8.5 hour WM | A
767 | Weathercall heating | A
768 | 8.5 hour WM | A
769 | Weathercall heating | A
770 | 18-hour dynamic | A
775 | Crop&Air Conditioning | A
776 | Crop&Air Conditioning | A
781 | 8.5 hour WM | A/R
782 | 8.5 hour WM | A
783 | 8.5 hour WM | A
784 | 8.5 hour WM | A
785 | 8.5 hour WM | A
786 | 8.5 hour WM | A
787 | E7 accompanying Birmingam W'call | A
788 | Birmingham Weathercall | A
789 | E7 accompanying Manchester W'call | A
790 | Manchester Weathercall | A
791 | E7 accompanying Anglesey W'call | A
792 | Anglesey Weathercall | A
793 | 8.5 hour WM | A
794 | 8.5 hour WM Heating | A
801 | Unrestricted | A
802 | Two rate with 8 hours night | A
803 | Dynamic | A/R
804 | Two rate with 8 hours night | A
805 | Dynamic | A/R
806 | Two rate with 8 hours night | A
807 | Dynamic | A/R
808 | Two rate with 8 hours night | A
809 | Dynamic | A/R
810 | Two rate with 8 hours night | A
811 | Dynamic | A/R
812 | Two rate with 8 hours night | A
813 | Dynamic | A/R
814 | Two rate with 8 hours night | A
815 | Dynamic | A/R
816 | Two rate with 8 hours night | A
817 | Dynamic | A/R
818 | Two rate with 8 hours night | A
819 | Dynamic | A/R
820 | Two rate with 8 hours night | A
821 | Dynamic | A/R
822 | Two rate with 8 hours night | A
823 | Dynamic | A/R
824 | Two rate with 8 hours night | A
825 | Dynamic | A/R
826 | Two rate with 8 hours night | A
827 | Dynamic | A/R
828 | Two rate with 8 hours night | A
829 | Dynamic | A/R
830 | Two rate with 8 hours night | A
831 | Dynamic | A/R
832 | Two rate with 8 hours night | A
833 | Dynamic | A/R
834 | Two rate with 8 hours night | A
835 | Dynamic | A/R
836 | Two rate with 8 hours night | A
837 | Dynamic | A/R
838 | Two rate with 8 hours night | A
839 | Dynamic | A/R
840 | Two rate with 8 hours night | A
841 | Dynamic | A/R
842 | Two rate with 8 hours night | A
843 | Dynamic | A/R
844 | Two rate with 8 hours night | A
845 | Dynamic | A/R
846 | Two rate with 8 hours night | A
847 | Dynamic | A/R
848 | Two rate with 8 hours night | A
849 | Dynamic | A/R
850 | Dynamic | A/R
851 | Dynamic | A/R
852 | Two rate with 8 hours night | A
853 | Two rate with 8 hours night | A
854 | Two rate with 8 hours night | A
855 | Two rate with 8 hours night | A
856 | Two rate with 8 hours night | A
857 | Two rate with 8 hours night | A
858 | Two rate with 8 hours night | A
859 | Two rate with 8 hours night | A
860 | Two rate with 8 hours night | A
861 | Two rate with 8 hours night | A
862 | Two rate with 8 hours night | A
863 | Two rate with 8 hours night | A
864 | Two rate with 8 hours night | A
865 | Two rate with 8 hours night | A
866 | Dynamic | A/R
867 | Two rate with 8 hours night | A
868 | Dynamic | A/R
869 | Two rate with 8 hours night | A
870 | Dynamic | A/R
871 | Two rate with 8 hours night | A
872 | Dynamic | A/R
873 | Two rate with 8 hours night | A
874 | Dynamic | A/R
875 | Two rate with 8 hours night | A
876 | Dynamic | A/R
877 | Two rate with 8 hours night | A
878 | Dynamic | A/R
879 | Two rate with 8 hours night | A
880 | Dynamic | A/R
881 | Two rate with 8 hours night | A
882 | Dynamic | A/R
883 | Two rate with 8 hours night | A
884 | Dynamic | A/R
885 | Two rate with 8 hours night | A
886 | Dynamic | A/R
887 | Two rate with 8 hours night | A
888 | Dynamic | A/R
889 | Two rate with 8 hours night | A
890 | Dynamic | A/R
891 | Dynamic | A/R
892 | Dynamic | A/R
893 | Dynamic | A/R
894 | 8 Hours OP | A/R
895 | 8 Hours OP | A/R
896 | 8 Hours OP | A/R
897 | Dynamic | A/R
898 | Dynamic | A/R
899 | 11 Hours OP | A/R
900 | 11 Hours OP | A/R
901 | 11 Hours OP | A/R
902 | 11 Hours OP | A/R
903 | 11 Hours OP | A/R
904 | 8 Hours OP + Weekends | A/R
905 | 8 Hours OP + Weekends | A/R
906 | 8 Hours OP + Weekends | A/R
907 | 15 Hours OP + Weekends | A/R
908 | 15 Hours OP + Weekends | A/R
909 | 15 Hours OP + Weekends | A/R
910 | 15 Hours OP + Weekends | A/R
911 | 15 Hours OP + Weekends | A/R
912 | 15 Hours OP + Weekends | A/R
913 | 15 Hours OP + Weekends | A/R
914 | 15 Hours Nov - April/24 Hours May - Oct | A
915 | 8 Hours OP | A
916 | 8 Hours OP | A
917 | 8 Hours OP | A
918 | Evening/Weekend | A
919 | 2 rate | A
920 | 2 rate | A
922 | Unrestricted | A
923 | Unrestricted | A
924 | Unrestricted | A
925 | Unmetered Type A ("flat " profile) | U
926 | Unmetered B ("dusk-to-dawn") | U
927 | Unmetered D ("dawn-to-dusk") | U
928 | Unmetered C ("half-night & pre-dawn") | U
929 | 11 Hours OP | A/R
930 | 11 Hours OP | A/R
931 | 11 Hours OP | A/R
932 | Seasonal ToD | A
933 | Two rate with 8 hours night | A
934 | Dynamic | A/R
935 | Split 10 hr E10 | A
936 | Split 10 hr E10 | A
937 | Split 10 hr E10 | A
938 | Split 10 hr E10 | A
939 | Split 10 hr E10 | A
940 | NHH Export Hydro Profile Class | G
941 | NHH Export Wind Profile Class | G
942 | 7-hour E7 (Cornwall & def reinforcement) | A
943 | 7-hour E7 | A
944 | 7-hour E7 | A
945 | 7-hour E7 | A
946 | 7-hour E7 | A
947 | Smart Meter 3 Rate Time of Day | A
948 | 10 hour Evening/Weekend | A
949 | General Purpose 2 Rate (paired wth 0950) | A
950 | E10 Heating Single Rate (prd wth 0949) | A/R
951 | E9 Heating | A/R
952 | General Purpose 2 Rate (paired wth 0951) | A
953 | Two rate with 20 hours night | A
954 | Three Rate Peak Day Other | A
955 | 4 rate weekday/2 rate weekend | A
956 | 4 Rate Weekday/2 rate Weekend (BST) | A
957 | Unrestricted with Weekday Peak | A
958 | Unrestricted with Peak | A
959 | Economy 7 with Weekday Peak | A
960 | Economy 7 with Peak | A
961 | Evening Weekend and Weekday Peak (smart) | A
962 | Evening Weekend with Peak | A
963 | Evening Weekend Night and Peak | A
964 | Evening Weekend with Night (BST) | A
965 | 3 Rate with Weekday Peak | A
966 | 8-hour OP | A/R
967 | Superdeal Day/Night | A
968 | Superdeal Day/Night | A
969 | 3 Rate with Weekday Peak | A
970 | split 7-hour E7 | A
971 | Smart meter trial - time of use 3 rate | A
972 | 2 Rate Saturday Off Peak | A
973 | Flexiheat Day/Evening/Weekend | A
974 | Flexiheat heating | A
975 | Saturday Off Peak (9-5) | A
976 | Sunday Off Peak (9-5) | A
978 | 7-hour OP | A/R
979 | Non-Standard OP (8+3 hour) | A/R
980 | General Purpose 2 Rate (paired with 0980 | A
981 | E10 Heating Single Rate (prd with 0981) | A/R
982 | Evening Saver | A
983 | Comfort Booster | A
984 | Saturday Off Peak (24 Hrs) | A
985 | Sunday Off Peak (24 Hrs) | A
989 | Redring Boiler (general purpose) | A
990 | Redring Boiler (heating circuit) | A/R
991 | 8-hour OP | A/R
996 | Lifestyle Tariff | A
997 | Evening/Weekend - BST | A
Notes:
There are a few governing rules that should be applied:
Specific notes for application of or tariffss:
  All tariffs are all delinked and set time bands are applied in place of the TPR’s timebands.
The following rules apply when allocating tariffs in DNO areas.
  1, G and U should be applied straight to the appropriate SSC to identify generation and UMS tariffs.
  Then considering the SSC alongside the PC.
  2, PC1s should be labelled Domestic Aggregated.
  3, PC2s with SSCs with A/R should be labelled Domestic Aggregated (related MPAN).
  4, Remaining PC2s should be labelled Domestic Aggregated.
  5, PC3s should be labelled Non Domestic Aggregated.
  6, PC4s with SSCs with A/R should be labelled Non Domestic Aggregated (related MPAN).
  7, Remaining PC4s should be labelled Non Domestic Aggregated.
  8, PC5 – 8s should be labelled Non Domestic Aggregated.
Common decode:
  A: Aggregated - replaces the Day & Night rates (1 & 2)
  A/R: Aggregated if on PC1 / PC3 / PC5 / PC6 / PC7 / PC8 or Aggregated (related MPAN) if on PC2 / PC4
  G: Generation
  U: Unmetered Supplies

## Residual Charging Bands
Back to Overview
SP Manweb - Effective from 2024/25 - Final Residual Charging Bands
Voltage of Connection | Band | Units | Lower Threshold* | Upper Threshold* | Residual Charge per MPAN (£)
Domestic Aggregated | Single band | - | - | - | 85.582
Designated Properties connected at LV, billing with no MIC | 1 | kWh | 0 | 3571 | 98.6723
| 2 | kWh | 3571 | 12553 | 233.0095
| 3 | kWh | 12553 | 25279 | 495.3497
| 4 | kWh | 25279 | ∞ | 1478.2817
Designated Properties connected at LV, billing with MIC | 1 | kVA | 0 | 80 | 2707.4133
| 2 | kVA | 80 | 150 | 5239.5699
| 3 | kVA | 150 | 231 | 8271.7578
| 4 | kVA | 231 | ∞ | 18927.4756
Designated Properties connected at HV | 1 | kVA | 0 | 422 | 14499.8421
| 2 | kVA | 422 | 1000 | 44592.3899
| 3 | kVA | 1000 | 1800 | 98506.2905
| 4 | kVA | 1800 | ∞ | 186802.3237
Designated EHV Properties | 1 | kVA | 0 | 5000 | 65801.3082
| 2 | kVA | 5000 | 12000 | 201723.1164 | 55266.6072
| 3 | kVA | 12000 | 21500 | 319814.4854 | 87620.407
| 4 | kVA | 21500 | ∞ | 753728.7085 | 206501.016
* All boundaries are inclusive of the upper threshold and exclusive of the lower threshold i.e. Lower < x ≤ Upper.

## Charge Calculator
Back to Overview
SP Manweb - Effective from 1 April 2024 - Final | [17 empty] | Red/black unit charge p/kWh | Amber/yellow unit charge p/kWh | Green unit charge p/kWh | Fixed charge p/MPAN/day | Capacity charge p/kVA/day | Exceeded capacity charge p/kVA/day | Reactive power charge p/kVArh
[17 empty] | Domestic Aggregated | Red unit charge p/kWh | Amber unit charge p/kWh | Green unit charge p/kWh | Fixed charge p/MPAN/day | n/a | n/a | n/a
LV and HV designated properties and Unmetered Supplies tariff calculator | [7 empty] | EHV designated property calculator | [8 empty] | Domestic Aggregated (related MPAN) | Red unit charge p/kWh | Amber unit charge p/kWh | Green unit charge p/kWh | n/a | n/a | n/a | n/a
Step 1, Choose your tariff using the drop down list in cell B10 | [7 empty] | Step 1, Choose your tariff using the drop down list in cell L10 | [8 empty] | Non-Domestic Aggregated | Red unit charge p/kWh | Amber unit charge p/kWh | Green unit charge p/kWh | Fixed charge p/MPAN/day | n/a | n/a | n/a
Step 2, After selecting a tariff in step 1, Cells C12-I12 will generate headings, please enter your consumption in cells C13:I13 underneath each heading generated (if no heading leave cell blank) | [7 empty] | Step 2, After selecting a tariff in step 1, Cells M12-T12 will generate headings, please enter your consumption in cells M13:T13 underneath each heading generated (if no heading leave cell blank) | [8 empty] | Non-Domestic Aggregated (related MPAN) | Red unit charge p/kWh | Amber unit charge p/kWh | Green unit charge p/kWh | n/a | n/a | n/a | n/a
Step 3, Enter a forecast of consumption if required in cells C14:I14 | [7 empty] | Step 3, Enter a forecast of consumption if required in cells M14:T14 | [8 empty] | LV Site Specific | Red unit charge p/kWh | Amber unit charge p/kWh | Green unit charge p/kWh | Fixed charge p/MPAN/day | Capacity charge p/kVA/day | Exceeded Capacity charge p/kVA/day | Reactive power charge p/kVArh
[17 empty] | LV Sub Site Specific | Red unit charge p/kWh | Amber unit charge p/kWh | Green unit charge p/kWh | Fixed charge p/MPAN/day | Capacity charge p/kVA/day | Exceeded Capacity charge p/kVA/day | Reactive power charge p/kVArh
Tariff details Choose tariff name from drop down box below | Red unit charge p/kWh | Amber unit charge p/kWh | Green unit charge p/kWh | Fixed charge p/MPAN/day | Capacity charge p/kVA/day | Exceeded Capacity charge p/kVA/day | Reactive power charge p/kVArh | Site details Choose the site name from the drop down box below | Import Super Red unit charge (p/kWh) | Import fixed charge (p/day) | Import capacity charge (p/kVA/day) | Import exceeded capacity charge (p/kVA/day) | Export Super Red unit charge (p/kWh) | Export fixed charge (p/day) | Export capacity charge (p/kVA/day) | Export exceeded capacity charge (p/kVA/day) | HV Site Specific | Red unit charge p/kWh | Amber unit charge p/kWh | Green unit charge p/kWh | Fixed charge p/MPAN/day | Capacity charge p/kVA/day | Exceeded Capacity charge p/kVA/day | Reactive power charge p/kVArh
LV Site Specific | [7 empty] | Parc Adfer | - | 18042.87 | 1.41 | 1.41 | - | 2872.04 | 0.05 | 0.05 | Unmetered Supplies | Black unit charge p/kWh | Yellow unit charge p/kWh | Green unit charge p/kWh | n/a | n/a | n/a | n/a
[17 empty] | LV Generation Aggregated | Red unit charge p/kWh | Amber unit charge p/kWh | Green unit charge p/kWh | Fixed charge p/MPAN/day | n/a | n/a | n/a
Tariff components | Red unit charge p/kWh | Amber unit charge p/kWh | Green unit charge p/kWh | Number of days in consumption period i.e. 365 if one year | Maximum import or export capacity kVA | Average daily exceeded capacity kVA | Excess reactive units kVArh | Tariff components | Import super red kWh | Number of days in consumption period i.e. 365 if one year | Maximum import capacity kVA | Average daily exceeded capacity kVA | Export Super Red kWh | Number of days in consumption period i.e. 365 if one year | Maximum export capacity kVA | Average daily exceeded capacity kVA | LV Sub Generation Aggregated | Red unit charge p/kWh | Amber unit charge p/kWh | Green unit charge p/kWh | Fixed charge p/MPAN/day | n/a | n/a | n/a
Enter current consumption details | [7 empty] | Enter current consumption details | [5 empty] | 0 |  |  | LV Generation Site Specific | Red unit charge p/kWh | Amber unit charge p/kWh | Green unit charge p/kWh | Fixed charge p/MPAN/day | n/a | n/a | Reactive power charge p/kVArh
Enter forecast consumption details (if different) | 0 | 0 | 0 | 0 | 0 | 0 | 0 | Enter forecast consumption details (if different) | 0 | 0 | 0 | 0 | 0 | 0 | 0 | 0 | LV Generation Site Specific no RP charge | Red unit charge p/kWh | Amber unit charge p/kWh | Green unit charge p/kWh | Fixed charge p/MPAN/day | n/a | n/a | n/a
[17 empty] | LV Sub Generation Site Specific | Red unit charge p/kWh | Amber unit charge p/kWh | Green unit charge p/kWh | Fixed charge p/MPAN/day | n/a | n/a | Reactive power charge p/kVArh
Charge components | Unit 1 £ | Unit 2 £ | Unit 3 £ | Fixed charge £ | Capacity charge £ | Exceeded capacity charge £ | Reactive power charge £ | Charge components | Import super red charge £ | Import fixed charge £ | Import capacity charge £ | Import exceeded capacity charge £ | Export super red charge £ | Export fixed charge £ | Export capacity charge £ | Export exceeded capacity charge £ | LV Sub Generation Site Specific no RP charge | Red unit charge p/kWh | Amber unit charge p/kWh | Green unit charge p/kWh | Fixed charge p/MPAN/day | n/a | n/a | n/a
Current consumption period charges | [7 empty] | Current consumption period charges |  | 0 | 0 | 0 |  | 0 | 0 | 0 | HV Generation Site Specific | Red unit charge p/kWh | Amber unit charge p/kWh | Green unit charge p/kWh | Fixed charge p/MPAN/day | n/a | n/a | Reactive power charge p/kVArh
Forecast consumption period charges | [7 empty] | Forecast consumption period charges |  | 0 | 0 | 0 |  | 0 | 0 | 0 | HV Generation Site Specific no RP charge | Red unit charge p/kWh | Amber unit charge p/kWh | Green unit charge p/kWh | Fixed charge p/MPAN/day | n/a | n/a | n/a
| Total charge £ | [7 empty] | Import total charge £ | Export total charge £
Current consumption period charges | 0 | [6 empty] | Current consumption period charges | 0 | 0
Forecast consumption period charges | 0 | [6 empty] | Forecast consumption period charges | 0 | 0
These charges are estimates based on tariff selected and consumption values entered. | [7 empty] | These charges are estimates based on site selected and consumption values entered.
Note:
For the purpose of forecasting the exceeded capacity charge, the input in this calculator uses the average daily exceeded capacity as this reduces the calculators complexity, however as per the Use of System Charging Statement, the exceeded portion of the capacity will be charged at the exceeded capacity charge p/kVA/day rate, based on the difference between the MIC/MEC and the actual capacity used. This will be charged for the full duration of the month in which the breach occurs.”